## Exec Summary-A
Executive Summary
[5 empty] | Scheme Code No. : |  |  | A
Amount in Rs. Lakhs
State |  |  | JHARKHAND |  | Total Project Cost |  |  | 4780.26
Name of Power Utility |  |  |  |  | Capital Subsidy
Name of District |  |  | DEOGARH |  | Loan
No. of Blocks |  |  | EIGHT |  | Other source of funding, if any
Total Population of the area |  |  | 1165390 |  | Revenue Subsidy,
( if any, committed by State Govt. )
Total Geographical Area (SqKm) |  |  | 2438 |  | Scheme Implementation Period
Whether in Forest Area (Yes/No) |  |  | No |  | (a) Start (Proposed)
(b) Completion (Proposed)
Mode of Implementation :
Implementing Authority / Agency :
Consultant :
Status of Village Electrification
| Total No. of Inhabited Villages | No. of villages electrified as on July'13 | % Electrification | Balance no. of villages to be electrified as on July'13_
| 1 | 2 | 3 | 4
| 2348 | 2175 | 92.63 | 173
Status of Electrification of Village Habitations(Hemlets/Dhani/Tola/Majra/Kara)
| Total No. of Village Habitations | No. of Village Habitations electrified as on July'13 | % Electrification | Balance no. of Village Habitations to be electrified as on July'13
| 1 | 2 | 3 | 4
5330
Status of Rural Household Electrification (Including BPL households)
| Total No. of Households | No. of Households electrified as on July'13 | % Electrification | Balance no. of households to be provided access to electrycity under the present project
| 1 | 2 | 3 | 4
| 167728 | 73854 | 44.032 | 93874
Status of BPL (Below Poverty Line) Household Electrification
| Total No. of BPL Households | No. of BPL Households electrified as on July'13 | % Electrification | Balance no. of BPL households to be electrified under the present project
| 1 | 2 | 3 | 4
| 32021 | 30425 | 95.02% | 1596
Electrification of Public places / services
Public places / services |  | Total | Proposed to be electrified under present scheme | Balance
Schools |  | 730 | 211
Pachayat Office |  | 284 | 75
Health Centres |  | 100 | 37
Dispensaries
Community Centres |  | 3563 | 1055
Others like street lights etc. (Relig. Places)
Proposed number of connections to be released under present project
Category --> | Domestic (other than BPL) | Domestic (BPL) | Commercial | Agriculural | Small Industrial | Water Works | Others (Pl. Specify)
No. of Services | 14360 | 1596 | 10 | 125 | 17 | 0 | 3260
Executive Summary
[5 empty] | Scheme Code No. : |  |  | A
Amount in Rs. Lakhs
State |  |  | JHARKHAND |  | Total Project Cost |  |  | 4780.26
Name of Power Utility |  |  |  |  | Capital Subsidy
Name of District |  |  | DEOGARH |  | Loan
No. of Blocks |  |  | EIGHT |  | Other source of funding, if any
Total Population of the area |  |  | 1165390 |  | Revenue Subsidy,
( if any, committed by State Govt. )
Total Geographical Area (SqKm) |  |  | 2438 |  | Scheme Implementation Period
Whether in Forest Area (Yes/No) |  |  | No |  | (a) Start (Proposed)
(b) Completion (Proposed)
Mode of Implementation :
Implementing Authority / Agency :
Consultant :
Status of Village Electrification
| Total No. of Inhabited Villages | No. of villages electrified as on July'13 | % Electrification | Balance no. of villages to be electrified as on July'13_
| 1 | 2 | 3 | 4
| 2348 | 2175 | 92.63 | 173
Status of Electrification of Village Habitations(Hemlets/Dhani/Tola/Majra/Kara)
| Total No. of Village Habitations | No. of Village Habitations electrified as on July'13 | % Electrification | Balance no. of Village Habitations to be electrified as on July'13
| 1 | 2 | 3 | 4
5330
Status of Rural Household Electrification (Including BPL households)
| Total No. of Households | No. of Households electrified as on July'13 | % Electrification | Balance no. of households to be provided access to electrycity under the present project
| 1 | 2 | 3 | 4
| 167728 | 73854 | 44.032 | 93874
Status of BPL (Below Poverty Line) Household Electrification
| Total No. of BPL Households | No. of BPL Households electrified as on July'13 | % Electrification | Balance no. of BPL households to be electrified under the present project
| 1 | 2 | 3 | 4
| 32021 | 30425 | 95.02% | 1596
Electrification of Public places / services
Public places / services |  | Total | Proposed to be electrified under present scheme | Balance
Schools |  | 730 | 211
Pachayat Office |  | 284 | 75
Health Centres |  | 100 | 37
Dispensaries
Community Centres |  | 3563 | 1055
Others like street lights etc. (Relig. Places)
Proposed number of connections to be released under present project
Category --> | Domestic (other than BPL) | Domestic (BPL) | Commercial | Agriculural | Small Industrial | Water Works | Others (Pl. Specify)
No. of Services | 14360 | 1596 | 10 | 125 | 17 | 0 | 3260

## B
Abstract - Scope of work and estimated cost
State : Jharkhand |  |  | Scheme Code No. :
District : | [6 empty] | B
Sr.No. | Item of Work | Specifications | Unit | Ref. No. for detailed cost data | Unit Cost | Total Quantity | Total Cost
[5 empty] | Rs.Lakh |  | Rs.Lakh
1 | 2 | 3 | 4 | 5 | 6 | 7 | 8
1 | New 11 KV Lines WithWeasel ACSR- 3 Ph | On 8 Mtr., 200 lbs PSC Pole | Circuit Km. | 2010-11 with 10% hike |  |  | 1841.98
2 | New Distribution sub-stations 25 KVA (3 ph) with meter | 11/ 0.4 KV | Nos. | 2010-11 with 10% hike |  | 336
3 | New LT Lines 3 Ph AB cable | On 8 Mtr., 200 lbs PSC Pole,Vertical Formation | Km. | 2010-11 with 10% hike |  | 159.08
4 | New LT Lines 1 Ph AB Cable | On 8 Mtr., 200 lbs PSC Pole,Vertical Formation | Km. | 2010-11 with 10% hike |  | 43.7
5 | BPL beneficiaries | Electromechanical Meter | Nos. | 2010-11 with 10% hike
Total (1+2+3+4+5)
|  | No of Village | 11 KV line | LT 3 Phase | LT Single Phase | D/S/S 25 KVA | Amount (in lac)
Note: | Scheme 74 | 20 | 31.15 | 35.23 | 11.7 | 61 | 378.34
| Scheme 301 Deoghar | 65 | 114.1 | 113.9 | 32 | 261 | 1375.64
| Scheme 301 Godda | 3 | 7.2 | 9.95 | 0 | 14 | 88
| Total | 88 | 152.45 | 159.08 | 43.7 | 336 | 1841.98

## C1A
Electrification of Villages & Habitations
C - 1a
State : |  | JHARKHAND
Name of District & Census Code : |  |  |  | DEOGHAR & 07 | [5 empty] | Scheme Code No. :
Sr.No. | Name of Block | Census Code (2001) | Total Population | Total Area | Status of Electrification of Vllages |  |  |  | Status of Electrification of Habitations (Hamlet/Dhani/Tola/Majra/Kara) |  |  |  | No. of villages electrified with non-conventional energy sources, if any
[5 empty] | Total No. of villages | No. of villages electrified | % Electrification | Balance no. of villages to be electrified | Total No. of Village Habitations | No. of Village Habitations electrified | % Electrification | Balance no. of Village Habitations to be electrified
|  |  | Nos. | Sq.Km | Nos. | Nos. | % | Nos. | Nos. | Nos. | % | Nos.
1 | 2 | 3 | 4 | 5 | 6 | 7 | 8 | 9 | 10 | 11 | 12 | 13 | 14
1 | Deoghar | 001 | 143538 | 318.06 | 295 | 252 | 85.4237 | 44 |  | 451
2 | Mohanpur | 002 | 143479 | 361.8 | 383 | 357 | 93.2115 | 27 |  | 803
3 | Sarwan | 003 | 128938 | 308.64 | 390 | 382 | 97.9487 | 9 |  | 848
4 | Devipur | 004 | 84658 | 263.15 | 213 | 195 | 91.5493 | 18 |  | 563
5 | Madhupur | 005 | 120447 | 306.83 | 255 | 225 | 88.2353 | 30 |  | 575
6 | Karon | 006 | 119497 | 258.44 | 204 | 194 | 95.098 | 10 |  | 503
7 | Sarath | 007 | 136950 | 317.9 | 344 | 329 | 95.6395 | 15 |  | 470
8 | Palojori | 008 | 128032 | 303 | 264 | 241 | 91.2879 | 23 |  | 720
| Total |  | 1005539 | 2437.82 | 2348 | 2175 | 92.632 | 176 |  | 4931.4917 |  | 0 | 0

## C2
Blockwise Details of Existing Consumers | [16 empty] | C - 2
State : Jharkhand
Name of District & Census Code : |  |  |  | DEOGHAR | [9 empty] | Scheme Code No. :
Sr.No. | Name of Block | Census Code (2001 | Category wise no. of consumers and connected load | [8 empty] | Categorywise average sale of energy (Kwh) and revenue per annum
|  |  | Dom. | Kutir Jyoti / BPL HH | Comm. | Ag. | Small Ind. | Water Works | Street Lights | Others _______ | Total | Dom. | Kutir Jyoti / BPL HH | Comm. | Ag. | Small Ind. | Water Works | Street Lights | Others _______ | Total
|  |  | No./KW | No./KW | No./KW | No./KW | No./KW | No./KW | No./KW | No./KW | No./KW | Kwh / Rs | Kwh / Rs | Kwh / Rs | Kwh / Rs | Kwh / Rs | Kwh / Rs | Kwh / Rs | Kwh / Rs | Kwh / Rs
1 | 2 | 3 | 4 | 5 | 6 | 7 | 8 | 9 | 10 | 11 | 12 | 13 | 14 | 15 | 16 | 17 | 18 | 19 | 20 | 21
1 | Deoghar | 1 | 12241 | 6120.5 | 2432 | 97.28 | 28 | 56 | 21 | 28 | 17 | 17 | 0 | 0 | 0 | 0 | 22 | 22 | 14761 | 6340.78 | 134.04 | 2.13 | 1.23 | 0.61 | 0.37 | 0 | 0 | 0.48 | 138.86
2 | Mohanpur | 2 | 5332 | 2666 | 940 | 37.6 | 0 | 0 | 0 | 0 | 0 | 0 | 0 | 0 | 0 | 0 | 167 | 167 | 6439 | 2870.6 | 58.39 | 0.82 | 0 | 0 | 0 | 0 | 0 | 3.66 | 62.87
3 | Sarwan | 3 | 2852 | 1426 | 515 | 20.6 | 0 | 0 | 2 | 2 | 2 | 2 | 0 | 0 | 0 | 0 | 37 | 37 | 3408 | 1487.6 | 31.23 | 0.45 | 0 | 0.04 | 0.04 | 0 | 0 | 0.81 | 32.58
4 | Devipur | 4 | 1807 | 903.5 | 221 | 8.84 | 1 | 2 | 1 | 1 | 8 | 8 | 0 | 0 | 0 | 0 | 29 | 29 | 2067 | 952.34 | 19.79 | 0.19 | 0.04 | 0.02 | 0.18 | 0 | 0 | 0.64 | 20.86
5 | Madhupur | 5 | 2326 | 1163 | 389 | 15.56 | 0 | 0 | 5 | 5 | 0 | 0 | 0 | 0 | 0 | 0 | 55 | 59 | 2775 | 1242.56 | 25.47 | 0.34 | 0 | 0.11 | 0 | 0 | 0 | 1.29 | 27.21
6 | Karon | 6 | 3483 | 1741.5 | 1249 | 49.96 | 70 | 140 | 1 | 1.5 | 2 | 13 | 0 | 0 | 0 | 0 | 0 | 0 | 4805 | 1945.96 | 38.14 | 1.09 | 3.07 | 0.03 | 0.28 | 0 | 0 | 0 | 42.62
7 | Sarath | 7 | 6775 | 3387.5 | 1510 | 60.4 | 2 | 4 | 19 | 32.46 | 12 | 114.5 | 0 | 0 | 0 | 0 | 344 | 344 | 8662 | 3942.86 | 74.19 | 1.32 | 0.09 | 0.71 | 2.51 | 0 | 0 | 7.53 | 86.35
8 | Palojori | 8 | 2014 | 1020.5 | 415 | 16.6 | 0 | 0 | 0 | 0 | 1 | 0 | 0 | 0 | 0 | 0 | 144 | 144 | 2574 | 1181.1 | 22.35 | 0.36 | 0 | 0 | 0 | 0 | 0 | 3.15 | 25.87
9 | Total |  | 36830 | 18428.5 | 7671 | 306.84 | 101 | 202 | 49 | 69.96 | 42 | 154.5 | 0 | 0 | 0 | 0 | 798 | 802 | 45491 | 19963.8 | 403.58 | 6.72 | 4.42 | 1.53 | 3.38 | 0 | 0 | 17.56 | 437.21

## C1B
Blockwise Details On Present Status of Rural Household Electrification
C - 1b
State : |  | JHARKHAND (20)
Name of District & Census Code : |  |  |  | DEOGHAR & 07 |  |  | Scheme Code No. :
Sr. No. | Name of Block | Census Code (2001) | Status of Rural Households (RHH) Electrification - As per Census 2001 (Including BPL households) |  |  |  | Status of Below Powerty Line Households (BPL HH) Electrification
|  |  | Total No. of RHH | No. of RHH electrified | % Electrification | Balance no. of RHHs to be electrified | Total No. of BPL HH | No. of BPL HH electrified | % Electrification | Balance no. of BPL HH to be electrified
|  |  | Nos. | Nos. | % | Nos. | Nos. | Nos. | % | Nos.
1 | 2 | 3 | 4 | 5 | 6 | 7 | 8 | 9 | 10 | 11
1 | Deoghar | 001 | 26920 | 14676 | 54.5171 | 12244 | 4847 | 2432 | 50.1754 | 2415
2 | Mohanpur | 002 | 26105 | 6272 | 24.026 | 19833 | 9616 | 940 | 9.7754 | 8676
3 | Sarwan | 003 | 18237 | 3367 | 18.4625 | 14870 | 4045 | 515 | 12.7318 | 3530
4 | Devipur | 004 | 13987 | 2028 | 14.4992 | 11959 | 1898 | 221 | 11.6438 | 1677
5 | Madhupur | 005 | 17107 | 2696 | 15.7596 | 14411 | 2328 | 389 | 16.7096 | 1939
6 | Karon | 006 | 21924 | 4732 | 21.5837 | 17192 | 3001 | 1249 | 41.6195 | 1752
7 | Sarath | 007 | 22355 | 8285 | 37.0611 | 14070 | 5373 | 1510 | 28.1035 | 3863
8 | Palojori | 008 | 21093 | 2429 | 11.5157 | 18664 | 5613 | 415 | 7.3936 | 5198
| Total |  | 167728 | 44485 | 26.5221 | 123243 | 36721 | 7671 | 20.89 | 29050

## C3
Blockwise Details of Sub-stations and Lines located in the block
C - 3
State : |  | JHARKHAND (20)
Name of District & Census Code : |  |  |  | DEOGHAR & 07 |  |  | Scheme Code No. :
Sr. No. | Name of Block | Census Code (2001) | Existing Sub-stations and Lines located in each block
|  |  | 132/33 KV Sub-stations |  | 33/11 KV Sub-stations |  | Length of 33 KV Line | Total No. of 11 KV feeders | Length of 11 KV Lines | Distribution Sub-stations |  | Total No. of LT feeders | Length of LT Lines
|  |  | No. of sub-stations | Total Power Transformer Capacity | No. of sub-stations | Total Power Transformer Capacity |  |  |  | No. of sub-stations | Total Dist. Transformer Capacity
|  |  | Nos. | MVA | Nos. | MVA | Kms | No. | Kms | No. | MVA | No. | Kms
1 | 2 | 3 | 4 | 5 | 6 | 7 | 8 | 9 | 10 | 11 | 12 | 13 | 14
1 | Deoghar | 001 | 2 | 0 | 4 | 85 | 28.6 | 19 | 0 | 4 | 0 | 0 | 0
2 | Mohanpur | 002 | 0 | 0 | 1 | 11.3 | 15 | 4 | 0 | 1 | 0 | 0 | 0
3 | Sarwan | 003 | 0 | 0 | 1 | 11.3 | 20 | 5 | 0 | 1 | 0 | 0 | 0
4 | Devipur | 004 | 0 | 0 | 1 | 11.3 | 20 | 3 | 0 | 1 | 0 | 0 | 0
5 | Madhupur | 005 | 0 | 0 | 1 | 25 | 45.04 | 3 | 0 | 1 | 0 | 0 | 0
6 | Karon | 006 | 0 | 0 | 1 | 15 | 46 | 3 | 0 | 1 | 0 | 0 | 0
7 | Sarath | 007 | 0 | 0 | 1 | 15 | 26 | 3 | 0 | 1 | 0 | 0 | 0
8 | Palojori | 008 | 0 | 0 | 1 | 15 | 31 | 6 | 0 | 1 | 0 | 0 | 0
| Total |  | 2 | 0 | 11 | 188.9 | 231.64 | 46 | 0 | 11 | 0 | 0 | 0
* under construction by JSEB

## D3
Scheme Proposal : Blockwise Villagewise details of electrification of rural houseolds, BPL households and public services
D - 3
State : Jharkhand
Name of District & Census Code : |  |  |  | DEOGHAR | [5 empty] | Scheme Code No. :
Sr.No. (Block) | Name of Block | Census Code (2001) | Sr.No. (Village) | Name of Village/ Habitation (Hamlet/Dhani/Majra/Kara/Dalit Basti) | Census Code (2001) |  | Electrification of Habitations (Hamlet/Dhani/Tola/Majra/Kara) |  |  | Rural Households (RHH) Electrification |  |  | Below Powerty Line Households (BPL HH) Electrification |  |  | Electrification of Public places / services
[6 empty] | PS No. | Balance no. of habitations to be electrified | Proposed No. of habitations to be electrified | Balance no. of habitations to be electrified in future | Balance no. of RHH to be provided access to electriicty | Proposed No. of connections to be released to RHH | Balance no. of RHH to be connected in future | Balance no. of BPL HH to be electrified | Proposed No. of connections to be released to BPL HH | Balance no. of BPL HH to be connected in future, if any (Pl. also indicate reasons)* | Schools | Panchayat Office | Health Centres | Other ________ (Pl. Specify)
1 | 2 | 3 | 4 | 5 | 6 | xyz | 7 | 8 | 9 | 10 | 11 | 12 | 13 | 14 | 15 | 16 | 17 | 18 | 19
1 | Deoghar | 1 | 1 | Bishunpur | 1015700 | 0 | 0 | 0 | 20 | 0 | 20 | 0 | 0 | 0 | 0 | 0 | 0 | 1
|  |  |  | Harijan Tola |  | 0 | 0 | 0 | 0 | 0 | 0 | 0 | 0 | 0 | 0 | 0 | 0 | 0
|  |  |  | Sub-Total |  | 0 | 0 | 0 | 20 | 0 | 20 | 0 | 0 | 0 | 0 | 0 | 0 | 1
|  |  | 2 | Garjora ( Manjhi Tola) | 1015900 | 0 | 0 | 0 | 24 | 2 | 22 | 2 | 2 | 0 | 1 | 0 | 0 | 0
|  |  |  | Tomti Tola |  | 0 | 0 | 0 | 7 | 4 | 3 | 4 | 4 | 0 | 0 | 0 | 0 | 1
|  |  |  | Jamuniya Tola |  | 0 | 0 | 0 | 7 | 2 | 5 | 2 | 2 | 0 | 0 | 0 | 0 | 1
|  |  |  | Rajput Tola |  | 0 | 0 | 0 | 9 | 0 | 9 | 0 | 0 | 0 | 0 | 0 | 0 | 0
|  |  |  | Mandal Tola |  | 1 | 0 | 1 | 37 | 0 | 37 | 5 | 0 | 5 | 0 | 0 | 0 | 0
|  |  |  | Sub-Total |  | 1 | 0 | 1 | 84 | 8 | 76 | 13 | 8 | 5 | 1 | 0 | 0 | 2
|  |  | 3 | Kerankathi (Harijan Tola) | 1016000 | 0 | 0 | 0 | 10 | 1 | 9 | 1 | 1 | 0 | 0 | 0 | 0 | 0
|  |  |  | Das Tola |  | 0 | 0 | 0 | 16 | 1 | 15 | 1 | 1 | 0 | 0 | 0 | 0 | 0
|  |  |  | Meol tola |  | 0 | 0 | 0 | 5 | 0 | 5 | 0 | 0 | 0 | 0 | 0 | 0 | 0
|  |  |  | Yadav Tola-I |  | 0 | 0 | 0 | 8 | 2 | 6 | 2 | 2 | 0 | 0 | 0 | 0 | 0
|  |  |  | Yadav Tola-II |  | 0 | 0 | 0 | 7 | 0 | 7 | 0 | 0 | 0 | 0 | 0 | 0 | 0
|  |  |  | Harijan Tola-II |  | 0 | 0 | 0 | 8 | 0 | 8 | 0 | 0 | 0 | 0 | 0 | 0 | 0
|  |  |  | Singh Tola |  | 0 | 0 | 0 | 6 | 0 | 6 | 0 | 0 | 0 | 0 | 0 | 0 | 0
|  |  |  | Sub-Total |  | 0 | 0 | 0 | 60 | 4 | 56 | 4 | 4 | 0 | 0 | 0 | 0 | 0
|  |  | 4 | Badiya (Harijan Tola ) | 1016100 | 0 | 0 | 0 | 7 | 3 | 4 | 3 | 3 | 0 | 0 | 0 | 0 | 0
|  |  |  | Pathak Tola |  | 0 | 0 | 0 | 6 | 0 | 6 | 0 | 0 | 0 | 0 | 0 | 0 | 0
|  |  |  | Machna Tola |  | 0 | 0 | 0 | 9 | 0 | 9 | 0 | 0 | 0 | 0 | 0 | 0 | 0
|  |  |  | Santhal Tola |  | 1 | 0 | 1 | 21 | 0 | 21 | 5 | 0 | 5 | 0 | 0 | 0 | 0
|  |  |  | Sub-Total |  | 1 | 0 | 1 | 43 | 3 | 40 | 8 | 3 | 5 | 0 | 0 | 0 | 0
|  |  | 5 | Ghatiyari( Bhumiyar Tola) | 1016200 | 0 | 0 | 0 | 4 | 4 | 0 | 4 | 4 | 0 | 0 | 0 | 0 | 0
|  |  |  | Muhamdan Tola |  | 0 | 0 | 0 | 2 | 0 | 2 | 0 | 0 | 0 | 0 | 0 | 0 | 0
|  |  |  | Sub-Total |  | 0 | 0 | 0 | 6 | 4 | 2 | 4 | 4 | 0 | 0 | 0 | 0 | 0
|  |  | 6 | Banka (Upper Tola) | 1016800 | 0 | 0 | 0 | 18 | 3 | 15 | 3 | 3 | 0 | 1 | 0 | 0 | 0
|  |  |  | Pandit Tola |  | 0 | 0 | 0 | 37 | 0 | 37 | 0 | 0 | 0 | 0 | 0 | 0 | 0
|  |  |  | Niche Tola |  | 0 | 0 | 0 | 24 | 2 | 22 | 2 | 2 | 0 | 0 | 0 | 0 | 1
|  |  |  | Sub-Total |  | 0 | 0 | 0 | 79 | 5 | 74 | 5 | 5 | 0 | 1 | 0 | 0 | 1
|  |  | 7 | Nilaiya | 1017300 | 0 | 0 | 0 | 8 | 0 | 8 | 0 | 0 | 0 | 1 | 0 | 0 | 1
|  |  |  | Sub-Total |  | 0 | 0 | 0 | 8 | 0 | 8 | 0 | 0 | 0 | 1 | 0 | 0 | 1
|  |  | 8 | Jetutanr | 1017400 | 0 | 0 | 0 | 7 | 0 | 7 | 0 | 0 | 0 | 0 | 0 | 0 | 1
|  |  |  | Sub-Total |  | 0 | 0 | 0 | 7 | 0 | 7 | 0 | 0 | 0 | 0 | 0 | 0 | 1
|  |  | 9 | (Niche Tola ) | 1017500 | 0 | 0 | 0 | 3 | 6 | -3 | 6 | 6 | 0 | 0 | 0 | 0 | 0
|  |  |  | Uper Tola |  | 0 | 0 | 0 | 20 | 10 | 10 | 10 | 10 | 0 | 0 | 0 | 0 | 3
|  |  |  | Sikdardih |  | 0 | 0 | 0 | 9 | 0 | 9 | 0 | 0 | 0 | 1 | 0 | 0 | 0
|  |  |  | Sub-Total |  | 0 | 0 | 0 | 32 | 16 | 16 | 16 | 16 | 0 | 1 | 0 | 0 | 3
|  |  | 10 | Madhopur (Barnwal Tola) | 1017600 | 0 | 0 | 0 | 1 | 0 | 1 | 0 | 0 | 0 | 1 | 0 | 0 | 2
|  |  |  | Mandal Tola |  | 0 | 0 | 0 | 10 | 0 | 10 | 0 | 0 | 0 | 0 | 0 | 0 | 1
|  |  |  | Yadav Tola |  | 0 | 0 | 0 | 14 | 0 | 14 | 0 | 0 | 0 | 0 | 0 | 0 | 1
|  |  |  | Harijan Tola |  | 1 | 0 | 1 | 34 | 0 | 34 | 17 | 0 | 17 | 0 | 0 | 0 | 0
|  |  |  | Sub-Total |  | 1 | 0 | 1 | 59 | 0 | 59 | 17 | 0 | 17 | 1 | 0 | 0 | 4
|  |  | 11 | Manikpur (Mohali Tola) | 1017800 | 0 | 0 | 0 | 7 | 2 | 5 | 2 | 2 | 0 | 0 | 0 | 0 | 0
|  |  |  | Yadav Tola |  | 0 | 0 | 0 | 8 | 3 | 5 | 3 | 3 | 0 | 0 | 0 | 0 | 0
|  |  |  | Sharma Tola |  | 0 | 0 | 0 | 8 | 5 | 3 | 5 | 5 | 0 | 0 | 0 | 0 | 0
|  |  |  | Sub-Total |  | 0 | 0 | 0 | 23 | 10 | 13 | 10 | 10 | 0 | 0 | 0 | 0 | 0
|  |  | 12 | Kutabandh | 1018000 | 0 | 0 | 0 | 10 | 6 | 4 | 6 | 6 | 0 | 0 | 0 | 0 | 2
|  |  |  | Sub-Total |  | 0 | 0 | 0 | 10 | 6 | 4 | 6 | 6 | 0 | 0 | 0 | 0 | 2
|  |  | 13 | Kobidih | 1018100 | 0 | 0 | 0 | 14 | 0 | 14 | 0 | 0 | 0 | 2 | 2 | 0 | 2
|  |  |  | Sub-Total |  | 0 | 0 | 0 | 14 | 0 | 14 | 0 | 0 | 0 | 2 | 2 | 0 | 2
|  |  | 14 | Andrigadar | 1018200 | 0 | 0 | 0 | 13 | 10 | 3 | 10 | 10 | 0 | 1 | 1 | 1 | 1
|  |  |  | Sub-Total |  | 0 | 0 | 0 | 13 | 10 | 3 | 10 | 10 | 0 | 1 | 1 | 1 | 1
|  |  | 15 | Khori pandan (Uper Tola) | 1018500 | 0 | 0 | 0 | 7 | 0 | 7 | 0 | 0 | 0 | 1 | 0 | 0 | 0
|  |  |  | Bitch Tola |  | 0 | 0 | 0 | 4 | 4 | 0 | 4 | 4 | 0 | 1 | 0 | 0 | 0
|  |  |  | Harijan Tola |  | 0 | 0 | 0 | 3 | 4 | -1 | 4 | 4 | 0 | 0 | 0 | 0 | 0
|  |  |  | Das Tola |  | 0 | 0 | 0 | 7 | 4 | 3 | 4 | 4 | 0 | 0 | 0 | 0 | 3
|  |  |  | Sub-Total |  | 0 | 0 | 0 | 21 | 12 | 9 | 12 | 12 | 0 | 2 | 0 | 0 | 3
|  |  | 16 | Nansukwatola | 1018700 | 0 | 0 | 0 | 0 | 0 | 0 | 0 | 0 | 0 | 0 | 0 | 0 | 1
|  |  |  | Sub-Total |  | 0 | 0 | 0 | 0 | 0 | 0 | 0 | 0 | 0 | 0 | 0 | 0 | 1
|  |  | 17 | Harkata | 1019600 | 0 | 0 | 0 | 3 | 0 | 3 | 0 | 0 | 0 | 1 | 0 | 0 | 4
|  |  |  | Niche Tola |  | 0 | 0 | 0 | 2 | 0 | 2 | 0 | 0 | 0 | 0 | 0 | 0 | 0
|  |  |  | Belwatar Tola |  | 0 | 0 | 0 | 18 | 1 | 17 | 1 | 1 | 0 | 0 | 0 | 0 | 1
|  |  |  | Sub-Total |  | 0 | 0 | 0 | 23 | 1 | 22 | 1 | 1 | 0 | 1 | 0 | 0 | 5
|  |  | 18 | Basakola | 1021400 | 0 | 0 | 0 | 2 | 0 | 2 | 0 | 0 | 0 | 1 | 0 | 0 | 2
|  |  |  | Yadav Tola |  | 0 | 0 | 0 | 14 | 4 | 10 | 4 | 4 | 0 | 0 | 0 | 0 | 0
|  |  |  | Das Tola |  | 0 | 0 | 0 | 15 | 10 | 5 | 10 | 10 | 0 | 0 | 0 | 0 | 0
|  |  |  | Nuniya Tola |  | 0 | 0 | 0 | 15 | 4 | 11 | 4 | 4 | 0 | 0 | 0 | 0 | 3
|  |  |  | Sub-Total |  | 0 | 0 | 0 | 46 | 18 | 28 | 18 | 18 | 0 | 1 | 0 | 0 | 5
|  |  | 19 | Bhagwanpur (Sha Tola) | 1021500 | 0 | 0 | 0 | 6 | 0 | 6 | 0 | 0 | 0 | 0 | 0 | 0 | 3
|  |  |  | Upper Tola |  | 0 | 0 | 0 | 3 | 0 | 3 | 0 | 0 | 0 | 0 | 0 | 0 | 1
|  |  |  | Yadav Tola |  | 0 | 0 | 0 | 9 | 0 | 9 | 0 | 0 | 0 | 0 | 0 | 0 | 0
|  |  |  | Sub-Total |  | 0 | 0 | 0 | 18 | 0 | 18 | 0 | 0 | 0 | 0 | 0 | 0 | 4
|  |  | 20 | Joruadih (Mahato Tola) | 1021700 | 0 | 0 | 0 | 8 | 0 | 8 | 0 | 0 | 0 | 0 | 1 | 0 | 1
|  |  |  | Uper Tola |  | 0 | 0 | 0 | 2 | 0 | 2 | 0 | 0 | 0 | 0 | 0 | 0 | 0
|  |  |  | Sub-Total |  | 0 | 0 | 0 | 10 | 0 | 10 | 0 | 0 | 0 | 0 | 1 | 0 | 1
|  |  | 21 | Patharia | 1021900 | 0 | 0 | 0 | 1 | 1 | 0 | 1 | 1 | 0 | 0 | 1 | 0 | 2
|  |  |  | Sub-Total |  | 0 | 0 | 0 | 1 | 1 | 0 | 1 | 1 | 0 | 0 | 1 | 0 | 2
|  |  | 22 | Punasi (Pasman Tola) | 1022000 | 0 | 0 | 0 | 9 | 1 | 8 | 1 | 1 | 0 | 1 | 0 | 0 | 0
|  |  |  | Dom Tola |  | 0 | 0 | 0 | 8 | 0 | 8 | 0 | 0 | 0 | 0 | 0 | 0 | 0
|  |  |  | Babu Tola |  | 0 | 0 | 0 | 20 | 0 | 20 | 0 | 0 | 0 | 0 | 1 | 1 | 2
|  |  |  | Ramani Tola |  | 0 | 0 | 0 | 13 | 2 | 11 | 2 | 2 | 0 | 0 | 0 | 0 | 1
|  |  |  | Sub-Total |  | 0 | 0 | 0 | 50 | 3 | 47 | 3 | 3 | 0 | 1 | 1 | 1 | 3
|  |  | 23 | Tetariya (Bora Tola) | 1022100 | 0 | 0 | 0 | 14 | 10 | 4 | 10 | 10 | 0 | 0 | 0 | 0 | 0
|  |  |  | Muslim Tola |  | 0 | 0 | 0 | 5 | 0 | 5 | 0 | 0 | 0 | 1 | 2 | 0 | 1
|  |  |  | Sub-Total |  | 0 | 0 | 0 | 19 | 10 | 9 | 10 | 10 | 0 | 1 | 2 | 0 | 1
|  |  | 24 | Liludi (Upper Tola) | 1022600 | 0 | 0 | 0 | 2 | 0 | 2 | 0 | 0 | 0 | 0 | 0 | 0 | 1
|  |  |  | Niche Tola |  | 0 | 0 | 0 | 1 | 1 | 0 | 1 | 1 | 0 | 0 | 1 | 0 | 1
|  |  |  | Sub-Total |  | 0 | 0 | 0 | 3 | 1 | 2 | 1 | 1 | 0 | 0 | 1 | 0 | 2
|  |  | 25 | Majhiana | 1023800 | 0 | 0 | 0 | 21 | 11 | 10 | 11 | 11 | 0 | 0 | 0 | 0 | 1
|  |  |  | Sub-Total |  | 0 | 0 | 0 | 21 | 11 | 10 | 11 | 11 | 0 | 0 | 0 | 0 | 1
|  |  | 26 | (Gatwal Tola) | 1024000 | 0 | 0 | 0 | 10 | 3 | 7 | 3 | 3 | 0 | 1 | 1 | 0 | 1
|  |  |  | Singhjori |  | 0 | 0 | 0 | 11 | 0 | 11 | 0 | 0 | 0 | 0 | 0 | 0 | 0
|  |  |  | Ramani Tola |  | 0 | 0 | 0 | 10 | 1 | 9 | 1 | 1 | 0 | 0 | 0 | 0 | 2
|  |  |  | Santhal Tola |  | 1 | 0 | 1 | 14 | 0 | 14 | 4 | 0 | 4 | 0 | 0 | 0 | 0
|  |  |  | Sub-Total |  | 1 | 0 | 1 | 45 | 4 | 41 | 8 | 4 | 4 | 1 | 1 | 0 | 3
|  |  | 27 | Barwa (Harijan Tola) | 1024100 | 0 | 0 | 0 | 38 | 8 | 30 | 8 | 8 | 0 | 1 | 1 | 0 | 1
|  |  |  | Kumhar Tola |  | 0 | 0 | 0 | 24 | 5 | 19 | 5 | 5 | 0 | 0 | 0 | 0 | 0
|  |  |  | Vokta Tola |  | 0 | 0 | 0 | 42 | 4 | 38 | 4 | 4 | 0 | 0 | 0 | 0 | 0
|  |  |  | Sub-Total |  | 0 | 0 | 0 | 104 | 17 | 87 | 17 | 17 | 0 | 1 | 1 | 0 | 1
|  |  | 28 | Digharia | 1024200 | 0 | 0 | 0 | 10 | 0 | 10 | 0 | 0 | 0 | 1 | 0 | 0 | 0
|  |  |  | Paschim Tola |  | 0 | 0 | 0 | 12 | 7 | 5 | 7 | 7 | 0 | 0 | 1 | 0 | 1
|  |  |  | Dakshin Tola |  | 0 | 0 | 0 | 50 | 7 | 43 | 7 | 7 | 0 | 0 | 0 | 0 | 2
|  |  |  | Sub-Total |  | 0 | 0 | 0 | 72 | 14 | 58 | 14 | 14 | 0 | 1 | 1 | 0 | 3
|  |  | 29 | Gokuladi | 1024300 | 0 | 0 | 0 | 3 | 0 | 3 | 0 | 0 | 0 | 0 | 1 | 0 | 2
|  |  |  | Sub-Total |  | 0 | 0 | 0 | 3 | 0 | 3 | 0 | 0 | 0 | 0 | 1 | 0 | 2
|  |  | 30 | Alakhjora | 1024400 | 0 | 0 | 0 | 120 | 3 | 117 | 3 | 3 | 0 | 1 | 1 | 0 | 1
|  |  |  | Santhal Tola |  | 0 | 0 | 0 | 10 | 7 | 3 | 7 | 7 | 0 | 0 | 1 | 0 | 0
|  |  |  | Sub-Total |  | 0 | 0 | 0 | 130 | 10 | 120 | 10 | 10 | 0 | 1 | 2 | 0 | 1
|  |  | 31 | Ganuraedih | 1024500 | 0 | 0 | 0 | 8 | 4 | 4 | 4 | 4 | 0 | 0 | 0 | 0 | 1
|  |  |  | Sub-Total |  | 0 | 0 | 0 | 8 | 4 | 4 | 4 | 4 | 0 | 0 | 0 | 0 | 1
|  |  | 32 | Dighariya pahar | 1024600 | 0 | 0 | 0 | 33 | 19 | 14 | 19 | 19 | 0 | 0 | 0 | 0 | 0
|  |  |  | Sub-Total |  | 0 | 0 | 0 | 33 | 19 | 14 | 19 | 19 | 0 | 0 | 0 | 0 | 0
|  |  | 33 | Kakribank (Pandit Tola) | 1024700 | 0 | 0 | 0 | 0 | 0 | 0 | 0 | 0 | 0 | 0 | 1 | 0 | 1
|  |  |  | Mohamdam Tola |  | 0 | 0 | 0 | 0 | 0 | 0 | 0 | 0 | 0 | 0 | 1 | 0 | 1
|  |  |  | Santhal Tola |  | 1 | 1 | 0 | 92 | 92 | 0 | 12 | 12 | 0 | 1 | 0 | 0 | 1
|  |  |  | Sub-Total |  | 1 | 1 | 0 | 92 | 92 | 0 | 12 | 12 | 0 | 1 | 2 | 0 | 3
|  |  | 34 | Badladih | 1024900 | 0 | 0 | 0 | 0 | 0 | 0 | 0 | 0 | 0 | 0 | 0 | 0 | 0
|  |  |  | Larwa tola |  | 0 | 0 | 0 | 0 | 0 | 0 | 0 | 0 | 0 | 0 | 0 | 0 | 0
|  |  |  | Sub-Total |  | 0 | 0 | 0 | 0 | 0 | 0 | 0 | 0 | 0 | 0 | 0 | 0 | 0
|  |  | 35 | Amarpur | 1025000 | 0 | 0 | 0 | 0 | 0 | 0 | 0 | 0 | 0 | 0 | 0 | 0 | 1
|  |  |  | Sub-Total |  | 0 | 0 | 0 | 0 | 0 | 0 | 0 | 0 | 0 | 0 | 0 | 0 | 1
|  |  | 36 | Khawasdih | 1025100 | 0 | 0 | 0 | 3 | 3 | 0 | 3 | 3 | 0 | 0 | 0 | 0 | 1
|  |  |  | Sub-Total |  | 0 | 0 | 0 | 3 | 3 | 0 | 3 | 3 | 0 | 0 | 0 | 0 | 1
|  |  | 37 | Roydi | 1025200 | 0 | 0 | 0 | 9 | 9 | 0 | 9 | 9 | 0 | 2 | 1 | 0 | 1
|  |  |  | Harjan Tola |  | 0 | 0 | 0 | 0 | 0 | 0 | 0 | 0 | 0 | 1 | 0 | 0 | 0
|  |  |  | Uper Tola |  | 0 | 0 | 0 | 0 | 0 | 0 | 0 | 0 | 0 | 0 | 0 | 0 | 0
|  |  |  | Sub-Total |  | 0 | 0 | 0 | 9 | 9 | 0 | 9 | 9 | 0 | 3 | 1 | 0 | 1
|  |  | 38 | Nawandih | 1025300 | 0 | 0 | 0 | 10 | 1 | 9 | 1 | 1 | 0 | 0 | 0 | 0 | 1
|  |  |  | Sub-Total |  | 0 | 0 | 0 | 10 | 1 | 9 | 1 | 1 | 0 | 0 | 0 | 0 | 1
|  |  | 39 | Bhogtidih (E) | 1025400 | 0 | 0 | 0 | 16 | 6 | 10 | 6 | 6 | 0 | 0 | 0 | 0 | 2
|  |  |  | Bhogtidih (W) |  | 0 | 0 | 0 | 18 | 0 | 18 | 0 | 0 | 0 | 1 | 0 | 0 | 1
|  |  |  | Sub-Total |  | 0 | 0 | 0 | 34 | 6 | 28 | 6 | 6 | 0 | 1 | 0 | 0 | 3
|  |  | 40 | Gobindpur | 1025600 | 0 | 0 | 0 | 6 | 3 | 3 | 3 | 3 | 0 | 0 | 0 | 0 | 0
|  |  |  | Gobindpur(W) |  | 0 | 0 | 0 | 2 | 0 | 2 | 0 | 0 | 0 | 0 | 0 | 0 | 0
|  |  |  | Gobindpur(E) |  | 0 | 0 | 0 | 8 | 6 | 2 | 6 | 6 | 0 | 0 | 0 | 0 | 0
|  |  |  | Sub-Total |  | 0 | 0 | 0 | 16 | 9 | 7 | 9 | 9 | 0 | 0 | 0 | 0 | 0
|  |  | 41 | Baghori | 1025700 | 0 | 0 | 0 | 1 | 0 | 1 | 0 | 0 | 0 | 0 | 0 | 0 | 0
|  |  |  | Yadav Tola |  | 0 | 0 | 0 | 4 | 0 | 4 | 0 | 0 | 0 | 0 | 0 | 0 | 0
|  |  |  | Harijan Tola |  | 0 | 0 | 0 | 29 | 6 | 23 | 6 | 6 | 0 | 0 | 0 | 0 | 0
|  |  |  | Sub-Total |  | 0 | 0 | 0 | 34 | 6 | 28 | 6 | 6 | 0 | 0 | 0 | 0 | 0
|  |  | 42 | Rakudih | 1025800 | 0 | 0 | 0 | 26 | 3 | 23 | 3 | 3 | 0 | 1 | 0 | 0 | 0
|  |  |  | Yadav tola |  | 0 | 0 | 0 | 10 | 2 | 8 | 2 | 2 | 0 | 0 | 0 | 0 | 3
|  |  |  | Sub-Total |  | 0 | 0 | 0 | 36 | 5 | 31 | 5 | 5 | 0 | 1 | 0 | 0 | 3
|  |  | 43 | Lodhraydih | 1025900 | 0 | 0 | 0 | 0 | 0 | 0 | 0 | 0 | 0 | 0 | 0 | 0 | 0
|  |  |  | Sub-Total |  | 0 | 0 | 0 | 0 | 0 | 0 | 0 | 0 | 0 | 0 | 0 | 0 | 0
|  |  | 44 | Dharwadih | 1026000 | 0 | 0 | 0 | 84 | 12 | 72 | 12 | 12 | 0 | 1 | 0 | 0 | 0
|  |  |  | Sujan+Tarkati |  | 0 | 0 | 0 | 45 | 0 | 45 | 0 | 0 | 0 | 0 | 0 | 0 | 0
|  |  |  | Sub-Total |  | 0 | 0 | 0 | 129 | 12 | 117 | 12 | 12 | 0 | 1 | 0 | 0 | 0
|  |  | 45 | Radhe Mohdar | 1026100 | 0 | 0 | 0 | 0 | 0 | 0 | 0 | 0 | 0 | 0 | 1 | 0 | 1
|  |  |  | Harijan Tola |  | 0 | 0 | 0 | 0 | 0 | 0 | 0 | 0 | 0 | 0 | 0 | 0 | 0
|  |  |  | Sub-Total |  | 0 | 0 | 0 | 0 | 0 | 0 | 0 | 0 | 0 | 0 | 1 | 0 | 1
|  |  | 46 | Babudih | 1026300 | 0 | 0 | 0 | 22 | 4 | 18 | 4 | 4 | 0 | 0 | 0 | 0 | 0
|  |  |  | Sub-Total |  | 0 | 0 | 0 | 22 | 4 | 18 | 4 | 4 | 0 | 0 | 0 | 0 | 0
|  |  | 47 | Nokhil Bara | 1026700 | 0 | 0 | 0 | 1 | 0 | 1 | 0 | 0 | 0 | 0 | 0 | 0 | 1
|  |  |  | Santhal-II |  | 0 | 0 | 0 | 1 | 1 | 0 | 1 | 1 | 0 | 0 | 0 | 0 | 0
|  |  |  | Santhal-I |  | 0 | 0 | 0 | 28 | 16 | 12 | 16 | 16 | 0 | 0 | 0 | 0 | 1
|  |  |  | Sub-Total |  | 0 | 0 | 0 | 30 | 17 | 13 | 17 | 17 | 0 | 0 | 0 | 0 | 2
|  |  | 48 | Ramaldih | 1026900 | 0 | 0 | 0 | 0 | 0 | 0 | 0 | 0 | 0 | 0 | 1 | 0 | 2
|  |  |  | Sub-Total |  | 0 | 0 | 0 | 0 | 0 | 0 | 0 | 0 | 0 | 0 | 1 | 0 | 2
|  |  | 49 | Gandhu Chak | 1027100 | 0 | 0 | 0 | 2 | 0 | 2 | 0 | 0 | 0 | 0 | 0 | 0 | 0
|  |  |  | Sub-Total |  | 0 | 0 | 0 | 2 | 0 | 2 | 0 | 0 | 0 | 0 | 0 | 0 | 0
|  |  | 50 | Barsatiya Bar | 1027200 | 0 | 0 | 0 | 27 | 9 | 18 | 9 | 9 | 0 | 0 | 0 | 0 | 1
|  |  |  | Sub-Total |  | 0 | 0 | 0 | 27 | 9 | 18 | 9 | 9 | 0 | 0 | 0 | 0 | 1
|  |  | 51 | Dhanghar | 1027300 | 0 | 0 | 0 | 14 | 3 | 11 | 3 | 3 | 0 | 0 | 1 | 0 | 0
|  |  |  | Sub-Total |  | 0 | 0 | 0 | 14 | 3 | 11 | 3 | 3 | 0 | 0 | 1 | 0 | 0
|  |  | 52 | Nawadih Chhit | 1027400 | 0 | 0 | 0 | 26 | 9 | 17 | 9 | 9 | 0 | 0 | 0 | 0 | 0
|  |  |  | Sub-Total |  | 0 | 0 | 0 | 26 | 9 | 17 | 9 | 9 | 0 | 0 | 0 | 0 | 0
|  |  | 53 | Panredih | 1027500 | 0 | 0 | 0 | 8 | 2 | 6 | 2 | 2 | 0 | 1 | 0 | 0 | 0
|  |  |  | Sub-Total |  | 0 | 0 | 0 | 8 | 2 | 6 | 2 | 2 | 0 | 1 | 0 | 0 | 0
|  |  | 54 | Basatpur | 1027600 | 0 | 0 | 0 | 0 | 0 | 0 | 0 | 0 | 0 | 1 | 0 | 0 | 1
|  |  |  | Sub-Total |  | 0 | 0 | 0 | 0 | 0 | 0 | 0 | 0 | 0 | 1 | 0 | 0 | 1
|  |  | 55 | Maljhar | 1027700 | 0 | 0 | 0 | 0 | 0 | 0 | 0 | 0 | 0 | 0 | 0 | 0 | 3
|  |  |  | Sub-Total |  | 0 | 0 | 0 | 0 | 0 | 0 | 0 | 0 | 0 | 0 | 0 | 0 | 3
|  |  | 56 | Sahri | 1027900 | 0 | 0 | 0 | 8 | 4 | 4 | 4 | 4 | 0 | 0 | 0 | 0 | 2
|  |  |  | Sub-Total |  | 0 | 0 | 0 | 8 | 4 | 4 | 4 | 4 | 0 | 0 | 0 | 0 | 2
|  |  | 57 | Yadav tola | 1028200 | 0 | 0 | 0 | 7 | 2 | 5 | 2 | 2 | 0 | 1 | 0 | 0 | 2
|  |  |  | Chhota Nokhil |  | 0 | 0 | 0 | 5 | 2 | 3 | 2 | 2 | 0 | 0 | 0 | 0 | 0
|  |  |  | Santhal Tola |  | 0 | 0 | 0 | 2 | 1 | 1 | 1 | 1 | 0 | 0 | 1 | 0 | 0
|  |  |  | Sub-Total |  | 0 | 0 | 0 | 14 | 5 | 9 | 5 | 5 | 0 | 1 | 1 | 0 | 2
|  |  | 58 | Rajasar | 1028300 | 0 | 0 | 0 | 26 | 4 | 22 | 4 | 4 | 0 | 1 | 0 | 0 | 1
|  |  |  | Kolhaband |  | 0 | 0 | 0 | 0 | 0 | 0 | 0 | 0 | 0 | 0 | 0 | 0 | 0
|  |  |  | Tandi Tola |  | 0 | 0 | 0 | 0 | 0 | 0 | 0 | 0 | 0 | 0 | 0 | 0 | 2
|  |  |  | Sub-Total |  | 0 | 0 | 0 | 26 | 4 | 22 | 4 | 4 | 0 | 1 | 0 | 0 | 3
|  |  | 59 | Jamni | 1028400 | 0 | 0 | 0 | 9 | 0 | 9 | 0 | 0 | 0 | 1 | 0 | 0 | 1
|  |  |  | Harijan Tola |  | 0 | 0 | 0 | 10 | 0 | 10 | 0 | 0 | 0 | 0 | 0 | 0 | 0
|  |  |  | Sub-Total |  | 0 | 0 | 0 | 19 | 0 | 19 | 0 | 0 | 0 | 1 | 0 | 0 | 1
|  |  | 60 | Rohini (Gandhi Chwak) | 1028500 | 0 | 0 | 0 | 1 | 1 | 0 | 1 | 1 | 0 | 0 | 0 | 0 | 2
|  |  |  | Barhi Tola |  | 0 | 0 | 0 | 8 | 9 | -1 | 9 | 9 | 0 | 0 | 0 | 0 | 2
|  |  |  | Mishra Tola |  | 0 | 0 | 0 | 0 | 0 | 0 | 0 | 0 | 0 | 0 | 0 | 0 | 2
|  |  |  | Ketwal Tola |  | 0 | 0 | 0 | 5 | 0 | 5 | 0 | 0 | 0 | 0 | 0 | -1 | 1
|  |  |  | Gumti Chawak |  | 0 | 0 | 0 | 4 | 0 | 4 | 0 | 0 | 0 | 0 | 0 | 0 | 1
|  |  |  | Dewan Tola |  | 0 | 0 | 0 | 6 | 8 | -2 | 8 | 8 | 0 | 0 | 0 | 0 | 0
|  |  |  | Ajan Tola |  | 0 | 0 | 0 | 10 | 0 | 10 | 0 | 0 | 0 | 0 | 0 | 0 | 0
|  |  |  | Kumrabad |  | 0 | 0 | 0 | 1 | 0 | 1 | 0 | 0 | 0 | 0 | 0 | 0 | 0
|  |  |  | Goradih |  | 0 | 0 | 0 | 55 | 19 | 36 | 19 | 19 | 0 | 0 | 0 | 0 | 0
|  |  |  | Sub-Total |  | 0 | 0 | 0 | 90 | 37 | 53 | 37 | 37 | 0 | 0 | 0 | -1 | 8
|  |  | 61 | Ghorlas | 1028600 | 0 | 0 | 0 | 27 | 4 | 23 | 4 | 4 | 0 | 0 | 0 | 0 | 0
|  |  |  | Roy Tola |  | 0 | 0 | 0 | 19 | 2 | 17 | 2 | 2 | 0 | 0 | 0 | 0 | 0
|  |  |  | Sub-Total |  | 0 | 0 | 0 | 46 | 6 | 40 | 6 | 6 | 0 | 0 | 0 | 0 | 0
|  |  | 62 | Kalipur (Niche Tola) | 1028900 | 0 | 0 | 0 | 48 | 3 | 45 | 3 | 3 | 0 | 0 | 0 | 0 | 2
|  |  |  | Uper Tola |  | 0 | 0 | 0 | 41 | 8 | 33 | 8 | 8 | 0 | 0 | 0 | 0 | 2
|  |  |  | Sub-Total |  | 0 | 0 | 0 | 89 | 11 | 78 | 11 | 11 | 0 | 0 | 0 | 0 | 4
|  |  | 63 | Sagdaha (Ramani Tola) | 1029000 | 0 | 0 | 0 | 18 | 5 | 13 | 5 | 5 | 0 | 1 | 0 | 0 | 2
|  |  |  | Dhobi Tola |  | 0 | 0 | 0 | 23 | 6 | 17 | 6 | 6 | 0 | 0 | 0 | 0 | 1
|  |  |  | Ramani Tola-II |  | 0 | 0 | 0 | 13 | 3 | 10 | 3 | 3 | 0 | 0 | 0 | 0 | 4
|  |  |  | Das Tola |  | 0 | 0 | 0 | 38 | 16 | 22 | 16 | 16 | 0 | 0 | 0 | 0 | 0
|  |  |  | Sub-Total |  | 0 | 0 | 0 | 92 | 30 | 62 | 30 | 30 | 0 | 1 | 0 | 0 | 7
|  |  | 64 | Tobha Ghat (Adars Tola) | 1029100 | 0 | 0 | 0 | 0 | 0 | 0 | 0 | 0 | 0 | 0 | 0 | 0 | 0
|  |  |  | naya Tola |  | 0 | 0 | 0 | 15 | 2 | 13 | 2 | 2 | 0 | 0 | 0 | 0 | 0
|  |  |  | Muslim Tola-I |  | 0 | 0 | 0 | 24 | 2 | 22 | 2 | 2 | 0 | 1 | 0 | 0 | 0
|  |  |  | Muslim Tola-II |  | 0 | 0 | 0 | 21 | 0 | 21 | 0 | 0 | 0 | 0 | 0 | 0 | 1
|  |  |  | Rajput Tola |  | 0 | 0 | 0 | 7 | 0 | 7 | 0 | 0 | 0 | 1 | 0 | 0 | 0
|  |  |  | Turi Tola |  | 0 | 0 | 0 | 9 | 0 | 9 | 0 | 0 | 0 | 0 | 0 | 0 | 0
|  |  |  | Rawani Tola |  | 0 | 0 | 0 | 9 | 0 | 9 | 0 | 0 | 0 | 0 | 0 | 0 | 0
|  |  |  | Sub-Total |  | 0 | 0 | 0 | 85 | 4 | 81 | 4 | 4 | 0 | 2 | 0 | 0 | 1
|  |  | 65 | Gangti (Niche Tola) | 1029200 | 0 | 0 | 0 | 39 | 14 | 25 | 14 | 14 | 0 | 1 | 0 | 0 | 0
|  |  |  | Uper Tola |  | 0 | 0 | 0 | 28 | 14 | 14 | 14 | 14 | 0 | 0 | 0 | 0 | 0
|  |  |  | Dildar Nagar |  | 0 | 0 | 0 | 5 | 0 | 5 | 0 | 0 | 0 | 0 | 0 | 0 | 0
|  |  |  | Motipur Tola |  | 0 | 0 | 0 | 29 | 4 | 25 | 4 | 4 | 0 | 0 | 0 | 0 | 1
|  |  |  | Sub-Total |  | 0 | 0 | 0 | 101 | 32 | 69 | 32 | 32 | 0 | 1 | 0 | 0 | 1
|  |  | 66 | Kharhara | 1029400 | 0 | 0 | 0 | 12 | 0 | 12 | 0 | 0 | 0 | 1 | 1 | 0 | 3
|  |  |  | Das Tola |  | 0 | 0 | 0 | 7 | 2 | 5 | 2 | 2 | 0 | 1 | 1 | 0 | 0
|  |  |  | Sub-Total |  | 0 | 0 | 0 | 19 | 2 | 17 | 2 | 2 | 0 | 2 | 2 | 0 | 3
|  |  | 67 | Nawadih | 1029500 | 0 | 0 | 0 | 63 | 35 | 28 | 35 | 35 | 0 | 1 | 1 | 0 | 1
|  |  |  | Sub-Total |  | 0 | 0 | 0 | 63 | 35 | 28 | 35 | 35 | 0 | 1 | 1 | 0 | 1
|  |  | 68 | Sarasani (Das Tola) | 1029600 | 0 | 0 | 0 | 12 | 10 | 2 | 10 | 10 | 0 | 0 | 0 | 0 | 3
|  |  |  | Mushar Tola |  | 0 | 0 | 0 | 18 | 15 | 3 | 15 | 15 | 0 | 0 | 0 | 0 | 1
|  |  |  | Bhumihar Tola |  | 0 | 0 | 0 | 28 | 0 | 28 | 0 | 0 | 0 | 0 | 0 | 0 | 0
|  |  |  | Sub-Total |  | 0 | 0 | 0 | 58 | 25 | 33 | 25 | 25 | 0 | 0 | 0 | 0 | 4
|  |  | 69 | Ghaghi (Muslim Tola-I) | 1029700 | 0 | 0 | 0 | 45 | 14 | 31 | 14 | 14 | 0 | 0 | 0 | 0 | 1
|  |  |  | Mandal Tola |  | 0 | 0 | 0 | 16 | 4 | 12 | 4 | 4 | 0 | 0 | 0 | 0 | 1
|  |  |  | Muslim Tola-II |  | 0 | 0 | 0 | 4 | 2 | 2 | 2 | 2 | 0 | 1 | 0 | 0 | 0
|  |  |  | Muslim Tola-III |  | 0 | 0 | 0 | 7 | 2 | 5 | 2 | 2 | 0 | 0 | 0 | 0 | 1
|  |  |  | Harijan Tola |  | 0 | 0 | 0 | 11 | 5 | 6 | 5 | 5 | 0 | 0 | 0 | 0 | 0
|  |  |  | Sub-Total |  | 0 | 0 | 0 | 83 | 27 | 56 | 27 | 27 | 0 | 1 | 0 | 0 | 3
|  |  | 70 | Darpa | 1029800 | 0 | 0 | 0 | 32 | 4 | 28 | 4 | 4 | 0 | 0 | 0 | 0 | 2
|  |  |  | Sub-Total |  | 0 | 0 | 0 | 32 | 4 | 28 | 4 | 4 | 0 | 0 | 0 | 0 | 2
|  |  | 71 | Bandha Kendua (Muslim Tola) | 1029900 | 0 | 0 | 0 | 21 | 1 | 20 | 1 | 1 | 0 | 0 | 0 | 0 | 0
|  |  |  | Harijan Tola |  | 0 | 0 | 0 | 13 | 6 | 7 | 6 | 6 | 0 | 1 | 0 | 0 | 1
|  |  |  | Sub-Total |  | 0 | 0 | 0 | 34 | 7 | 27 | 7 | 7 | 0 | 1 | 0 | 0 | 1
|  |  | 72 | Chhotadhobna | 1030100 | 0 | 0 | 0 | 0 | 0 | 0 | 0 | 0 | 0 | 1 | 0 | 0 | 3
|  |  |  | Sub-Total |  | 0 | 0 | 0 | 0 | 0 | 0 | 0 | 0 | 0 | 1 | 0 | 0 | 3
|  |  | 73 | Gidha Patharh (Kuswaha Mandal Tola) | 1030400 | 0 | 0 | 0 | 44 | 8 | 36 | 8 | 8 | 0 | 0 | 0 | 0 | 4
|  |  |  | Paktrohniya |  | 0 | 0 | 0 | 4 | 2 | 2 | 2 | 2 | 0 | 0 | 0 | 0 | 1
|  |  |  | Santhal Tola |  | 1 | 0 | 1 | 5 | 0 | 5 | 2 | 0 | 2 | 0 | 0 | 0 | 0
|  |  |  | Sub-Total |  | 1 | 0 | 1 | 53 | 10 | 43 | 12 | 10 | 2 | 0 | 0 | 0 | 5
|  |  | 74 | Kusmaha (Nuche Tola) | 1030500 | 0 | 0 | 0 | 18 | 7 | 11 | 7 | 7 | 0 | 1 | 0 | 0 | 3
|  |  |  | Uper Tola |  | 0 | 0 | 0 | 16 | 6 | 10 | 6 | 6 | 0 | 0 | 0 | 0 | 3
|  |  |  | Sub-Total |  | 0 | 0 | 0 | 34 | 13 | 21 | 13 | 13 | 0 | 1 | 0 | 0 | 6
|  |  | 75 | Daradmara | 1030600 | 0 | 0 | 0 | 15 | 8 | 7 | 8 | 8 | 0 | 1 | 0 | 0 | 3
|  |  |  | Sub-Total |  | 0 | 0 | 0 | 15 | 8 | 7 | 8 | 8 | 0 | 1 | 0 | 0 | 3
|  |  | 76 | Mohanpur urf Ja (Kambetiya) | 1030700 | 0 | 0 | 0 | 33 | 6 | 27 | 6 | 6 | 0 | 1 | 0 | 0 | 2
|  |  |  | Mohanpur |  | 0 | 0 | 0 | 6 | 14 | -8 | 14 | 14 | 0 | 0 | 1 | 0 | 3
|  |  |  | Basbetia |  | 0 | 0 | 0 | 7 | 3 | 4 | 3 | 3 | 0 | 0 | 0 | 0 | 2
|  |  |  | Sub-Total |  | 0 | 0 | 0 | 46 | 23 | 23 | 23 | 23 | 0 | 1 | 1 | 0 | 7
|  |  | 77 | Sarsa -Harijan Tola | 1030900 | 0 | 0 | 0 | 15 | 2 | 13 | 2 | 2 | 0 | 0 | 0 | 0 | 0
|  |  |  | Jha Tola |  | 0 | 0 | 0 | 34 | 3 | 31 | 3 | 3 | 0 | 0 | 0 | 0 | 1
|  |  |  | Rajput Tola |  | 0 | 0 | 0 | 19 | 0 | 19 | 0 | 0 | 0 | 1 | 1 | 0 | 4
|  |  |  | Sub-Total |  | 0 | 0 | 0 | 68 | 5 | 63 | 5 | 5 | 0 | 1 | 1 | 0 | 5
|  |  | 78 | Debpur | 1031000 | 0 | 0 | 0 | 5 | 4 | 1 | 4 | 4 | 0 | 0 | 1 | 0 | 1
|  |  |  | Hanumanpur |  | 1 | 0 | 1 | 20 | 0 | 20 | 0 | 0 | 0 | 0 | 0 | 0 | 1
|  |  |  | Sub-Total |  | 1 | 0 | 1 | 25 | 4 | 21 | 4 | 4 | 0 | 0 | 1 | 0 | 2
|  |  | 79 | Basmandih | 1031100 | 0 | 0 | 0 | 21 | 0 | 21 | 0 | 0 | 0 | 1 | 0 | 0 | 3
|  |  |  | Sub-Total |  | 0 | 0 | 0 | 21 | 0 | 21 | 0 | 0 | 0 | 1 | 0 | 0 | 3
|  |  | 80 | Thakur Tola | 1031200 | 0 | 0 | 0 | 0 | 0 | 0 | 0 | 0 | 0 | 0 | 0 | 0 | 1
|  |  |  | Sankari |  | 0 | 0 | 0 | 0 | 0 | 0 | 0 | 0 | 0 | 1 | 0 | 0 | 2
|  |  |  | Bargia Tola |  | 0 | 0 | 0 | 0 | 6 | -6 | 6 | 6 | 0 | 0 | 0 | 0 | 0
|  |  |  | Pesra Tola |  | 0 | 0 | 0 | 0 | 0 | 0 | 0 | 0 | 0 | 0 | 0 | 0 | 1
|  |  |  | Sub-Total |  | 0 | 0 | 0 | 0 | 6 | -6 | 6 | 6 | 0 | 1 | 0 | 0 | 4
|  |  | 81 | Bisunpur | 1031400 | 0 | 0 | 0 | 0 | 0 | 0 | 0 | 0 | 0 | 1 | 0 | 0 | 1
|  |  |  | Sub-Total |  | 0 | 0 | 0 | 0 | 0 | 0 | 0 | 0 | 0 | 1 | 0 | 0 | 1
|  |  | 82 | Pandanbera | 1031500 | 0 | 0 | 0 | 69 | 7 | 62 | 7 | 7 | 0 | 1 | 0 | 0 | 5
|  |  |  | Sub-Total |  | 0 | 0 | 0 | 69 | 7 | 62 | 7 | 7 | 0 | 1 | 0 | 0 | 5
|  |  | 83 | Nawadih | 1031600 | 0 | 0 | 0 | 13 | 8 | 5 | 8 | 8 | 0 | 0 | 0 | 0 | 1
|  |  |  | Sub-Total |  | 0 | 0 | 0 | 13 | 8 | 5 | 8 | 8 | 0 | 0 | 0 | 0 | 1
|  |  | 84 | Lakra | 1031800 | 0 | 0 | 0 | 0 | 0 | 0 | 0 | 0 | 0 | 1 | 0 | 0 | 1
|  |  |  | Sub-Total |  | 0 | 0 | 0 | 0 | 0 | 0 | 0 | 0 | 0 | 1 | 0 | 0 | 1
|  |  | 85 | Belatikar | 1032100 | 0 | 0 | 0 | 20 | 7 | 13 | 7 | 7 | 0 | 0 | 0 | 0 | 1
|  |  |  | Sub-Total |  | 0 | 0 | 0 | 20 | 7 | 13 | 7 | 7 | 0 | 0 | 0 | 0 | 1
|  |  | 86 | Piprapoj | 1032200 | 0 | 0 | 0 | 27 | 5 | 22 | 5 | 5 | 0 | 0 | 0 | 0 | 1
|  |  |  | Sub-Total |  | 0 | 0 | 0 | 27 | 5 | 22 | 5 | 5 | 0 | 0 | 0 | 0 | 1
|  |  | 87 | Purwari Kothia DSS-I | 1032400 | 0 | 0 | 0 | 62 | 1 | 61 | 1 | 1 | 0 | 0 | 0 | 0 | 3
|  |  |  | Purwari Kothia-DSS-II |  | 0 | 0 | 0 | 80 | 8 | 72 | 8 | 8 | 0 | 0 | 0 | 0 | 1
|  |  |  | Sub-Total |  | 0 | 0 | 0 | 142 | 9 | 133 | 9 | 9 | 0 | 0 | 0 | 0 | 4
|  |  | 88 | Pachhiari Kothia (DSS-1) | 1032500 | 0 | 0 | 0 | 47 | 0 | 47 | 0 | 0 | 0 | 0 | 0 | 0 | 4
|  |  |  | Pachhiari Kothia (DSS-II) |  | 0 | 0 | 0 | 76 | 6 | 70 | 6 | 6 | 0 | 1 | 0 | 0 | 1
|  |  |  | Pachhiari Kothia (DSS-III) |  | 0 | 0 | 0 | 20 | 0 | 20 | 0 | 0 | 0 | 0 | 0 | 0 | 1
|  |  |  | Sub-Total |  | 0 | 0 | 0 | 143 | 6 | 137 | 6 | 6 | 0 | 1 | 0 | 0 | 6
|  |  | 89 | Garibkhil | 1032600 | 0 | 0 | 0 | 8 | 0 | 8 | 0 | 0 | 0 | 1 | 0 | 0 | 0
|  |  |  | Sub-Total |  | 0 | 0 | 0 | 8 | 0 | 8 | 0 | 0 | 0 | 1 | 0 | 0 | 0
|  |  | 90 | Gidhni | 1032700 | 0 | 0 | 0 | 404 | 26 | 378 | 26 | 26 | 0 | 0 | 0 | 0 | 0
|  |  |  | Sub-Total |  | 0 | 0 | 0 | 404 | 26 | 378 | 26 | 26 | 0 | 0 | 0 | 0 | 0
|  |  | 91 | Pachrukhi | 1032800 | 0 | 0 | 0 | 5 | 0 | 5 | 0 | 0 | 0 | 1 | 0 | 0 | 4
|  |  |  | Sub-Total |  | 0 | 0 | 0 | 5 | 0 | 5 | 0 | 0 | 0 | 1 | 0 | 0 | 4
|  |  | 92 | Gopalpur (Main Gopalpur) | 1032900 | 0 | 0 | 0 | 0 | 0 | 0 | 0 | 0 | 0 | 1 | 0 | 0 | 3
|  |  |  | Kurwa Gopalpur |  | 0 | 0 | 0 | 0 | 0 | 0 | 0 | 0 | 0 | 0 | 0 | 0 | 1
|  |  |  | Sub-Total |  | 0 | 0 | 0 | 0 | 0 | 0 | 0 | 0 | 0 | 1 | 0 | 0 | 4
|  |  | 93 | Kumaitha (Harijan tola) | 1033000 | 0 | 0 | 0 | 12 | 2 | 10 | 2 | 2 | 0 | 0 | 1 | 0 | 1
|  |  |  | Sharma tola |  | 0 | 0 | 0 | 6 | 2 | 4 | 2 | 2 | 0 | 0 | 0 | 0 | 0
|  |  |  | Sub-Total |  | 0 | 0 | 0 | 18 | 4 | 14 | 4 | 4 | 0 | 0 | 1 | 0 | 1
|  |  | 94 | Ratanpur (Pachpuniya Tola) | 1033100 | 0 | 0 | 0 | 46 | 5 | 41 | 5 | 5 | 0 | 0 | 0 | 0 | 0
|  |  |  | Bhumihar Tola |  | 0 | 0 | 0 | 16 | 0 | 16 | 0 | 0 | 0 | 1 | 0 | 0 | 0
|  |  |  | Pujhar Tola |  | 0 | 0 | 0 | 24 | 4 | 20 | 4 | 4 | 0 | 0 | 0 | 0 | 0
|  |  |  | Harijan Tola |  | 0 | 0 | 0 | 23 | 7 | 16 | 7 | 7 | 0 | 1 | 0 | 0 | 0
|  |  |  | Bhumihar Tola-II |  | 0 | 0 | 0 | 18 | 3 | 15 | 3 | 3 | 0 | 0 | 0 | 0 | 0
|  |  |  | Uper Tola |  | 0 | 0 | 0 | 26 | 9 | 17 | 9 | 9 | 0 | 0 | 0 | 0 | 0
|  |  |  | Sub-Total |  | 0 | 0 | 0 | 153 | 28 | 125 | 28 | 28 | 0 | 2 | 0 | 0 | 0
|  |  | 95 | Chamaridih | 1033200 | 0 | 0 | 0 | 5 | 4 | 1 | 4 | 4 | 0 | 0 | 0 | 0 | 1
|  |  |  | Sub-Total |  | 0 | 0 | 0 | 5 | 4 | 1 | 4 | 4 | 0 | 0 | 0 | 0 | 1
|  |  | 96 | Mahesmara | 1033300 | 0 | 0 | 0 | 19 | 5 | 14 | 5 | 5 | 0 | 0 | 0 | 0 | 0
|  |  |  | Sub-Total |  | 0 | 0 | 0 | 19 | 5 | 14 | 5 | 5 | 0 | 0 | 0 | 0 | 0
|  |  | 97 | Salonatanr (Uper) | 1033600 | 0 | 0 | 0 | 135 | 0 | 135 | 0 | 0 | 0 | 0 | 0 | 0 | 3
|  |  |  | Beech |  | 0 | 0 | 0 | 25 | 0 | 25 | 0 | 0 | 0 | 1 | 0 | 0 | 3
|  |  |  | Neeche |  | 0 | 0 | 0 | 21 | 0 | 21 | 0 | 0 | 0 | 0 | 0 | 0 | 2
|  |  |  | Sub-Total |  | 0 | 0 | 0 | 181 | 0 | 181 | 0 | 0 | 0 | 1 | 0 | 0 | 8
|  |  | 98 | Chandajori | 1033700 | 0 | 0 | 0 | 17 | 0 | 17 | 0 | 0 | 0 | 1 | 0 | 0 | 4
|  |  |  | Pari Tola |  | 0 | 0 | 0 | 18 | 0 | 18 | 0 | 0 | 0 | 0 | 0 | 0 | 0
|  |  |  | Sub-Total |  | 0 | 0 | 0 | 35 | 0 | 35 | 0 | 0 | 0 | 1 | 0 | 0 | 4
|  |  | 99 | Singhua (Uper Tola) | 1033800 | 0 | 0 | 0 | 34 | 0 | 34 | 0 | 0 | 0 | 0 | 0 | 0 | 1
|  |  |  | Niche Tola |  | 0 | 0 | 0 | 20 | 20 | 0 | 20 | 20 | 0 | 0 | 0 | 0 | 1
|  |  |  | Pandit Tola |  | 0 | 0 | 0 | 18 | 0 | 18 | 0 | 0 | 0 | 1 | 0 | 0 | 1
|  |  |  | Sub-Total |  | 0 | 0 | 0 | 72 | 20 | 52 | 20 | 20 | 0 | 1 | 0 | 0 | 3
|  |  | 100 | Kunjisar | 1033900 | 0 | 0 | 0 | 17 | 1 | 16 | 1 | 1 | 0 | 1 | 0 | 0 | 3
|  |  |  | Sub-Total |  | 0 | 0 | 0 | 17 | 1 | 16 | 1 | 1 | 0 | 1 | 0 | 0 | 3
|  |  | 101 | Malodiha | 1034000 | 0 | 0 | 0 | 16 | 5 | 11 | 5 | 5 | 0 | 0 | 0 | 0 | 2
|  |  |  | Sub-Total |  | 0 | 0 | 0 | 16 | 5 | 11 | 5 | 5 | 0 | 0 | 0 | 0 | 2
|  |  | 102 | Rupsagar Chhit | 1034100 | 0 | 0 | 0 | 1 | 1 | 0 | 1 | 1 | 0 | 0 | 0 | 0 | 0
|  |  |  | Sub-Total |  | 0 | 0 | 0 | 1 | 1 | 0 | 1 | 1 | 0 | 0 | 0 | 0 | 0
|  |  | 103 | Kanpur | 1034200 | 0 | 0 | 0 | 0 | 0 | 0 | 0 | 0 | 0 | 1 | 1 | 0 | 0
|  |  |  | Sub-Total |  | 0 | 0 | 0 | 0 | 0 | 0 | 0 | 0 | 0 | 1 | 1 | 0 | 0
|  |  | 104 | Gosaidih | 1034300 | 0 | 0 | 0 | 30 | 5 | 25 | 5 | 5 | 0 | 0 | 0 | 0 | 1
|  |  |  | South Tola |  | 0 | 0 | 0 | 1 | 0 | 1 | 0 | 0 | 0 | 0 | 0 | 0 | 1
|  |  |  | Sub-Total |  | 0 | 0 | 0 | 31 | 5 | 26 | 5 | 5 | 0 | 0 | 0 | 0 | 2
|  |  | 105 | Niche Tola | 1034400 | 0 | 0 | 0 | 30 | 0 | 30 | 0 | 0 | 0 | 0 | 0 | 0 | 0
|  |  |  | Sarmul |  | 0 | 0 | 0 | 24 | 0 | 24 | 0 | 0 | 0 | 0 | 0 | 0 | 1
|  |  |  | Sub-Total |  | 0 | 0 | 0 | 54 | 0 | 54 | 0 | 0 | 0 | 0 | 0 | 0 | 1
|  |  | 106 | Niche Tola | 1034500 | 0 | 0 | 0 | 39 | 1 | 38 | 1 | 1 | 0 | 0 | 0 | 0 | 3
|  |  |  | Rupsagar |  | 0 | 0 | 0 | 19 | 1 | 18 | 1 | 1 | 0 | 1 | 0 | 0 | 0
|  |  |  | Sub-Total |  | 0 | 0 | 0 | 58 | 2 | 56 | 2 | 2 | 0 | 1 | 0 | 0 | 3
|  |  | 107 | Mohanpur | 1034600 | 0 | 0 | 0 | 18 | 5 | 13 | 5 | 5 | 0 | 0 | 0 | 0 | 0
|  |  |  | Sub-Total |  | 0 | 0 | 0 | 18 | 5 | 13 | 5 | 5 | 0 | 0 | 0 | 0 | 0
|  |  | 108 | Gulipathar | 1034900 | 0 | 0 | 0 | 17 | 1 | 16 | 1 | 1 | 0 | 0 | 0 | 0 | 0
|  |  |  | Shahi tola |  | 0 | 0 | 0 | 5 | 2 | 3 | 2 | 2 | 0 | 0 | 0 | 0 | 0
|  |  |  | Sub-Total |  | 0 | 0 | 0 | 22 | 3 | 19 | 3 | 3 | 0 | 0 | 0 | 0 | 0
|  |  | 109 | Basmata | 1035000 | 0 | 0 | 0 | 1 | 0 | 1 | 0 | 0 | 0 | 0 | 0 | 0 | 2
|  |  |  | Koiri Tola |  | 0 | 0 | 0 | 5 | 0 | 5 | 0 | 0 | 0 | 0 | 0 | 0 | 0
|  |  |  | Harijan Tola |  | 0 | 0 | 0 | 2 | 1 | 1 | 1 | 1 | 0 | 0 | 0 | 0 | 0
|  |  |  | Kumhar Tola |  | 0 | 0 | 0 | 7 | 2 | 5 | 2 | 2 | 0 | 0 | 0 | 0 | 0
|  |  |  | Sonar Tola |  | 0 | 0 | 0 | 5 | 0 | 5 | 0 | 0 | 0 | 0 | 0 | 0 | 0
|  |  |  | Sub-Total |  | 0 | 0 | 0 | 20 | 3 | 17 | 3 | 3 | 0 | 0 | 0 | 0 | 2
|  |  | 110 | Janakpur | 1035200 | 0 | 0 | 0 | 3 | 1 | 2 | 1 | 1 | 0 | 0 | 0 | 0 | 0
|  |  |  | Harijan Tola |  | 0 | 0 | 0 | 6 | 4 | 2 | 4 | 4 | 0 | 0 | 0 | 0 | 0
|  |  |  | Sub-Total |  | 0 | 0 | 0 | 9 | 5 | 4 | 5 | 5 | 0 | 0 | 0 | 0 | 0
|  |  | 111 | Tewaridih (Tiwari Tola) | 1035300 | 0 | 0 | 0 | 8 | 7 | 1 | 7 | 7 | 0 | 0 | 1 | 0 | 1
|  |  |  | Ramani Tola |  | 0 | 0 | 0 | 24 | 6 | 18 | 6 | 6 | 0 | 0 | 0 | 0 | 0
|  |  |  | Sub-Total |  | 0 | 0 | 0 | 32 | 13 | 19 | 13 | 13 | 0 | 0 | 1 | 0 | 1
|  |  | 112 | Karto Modidih | 1035400 | 0 | 0 | 0 | 10 | 3 | 7 | 3 | 3 | 0 | 0 | 1 | 0 | 0
|  |  |  | Sub-Total |  | 0 | 0 | 0 | 10 | 3 | 7 | 3 | 3 | 0 | 0 | 1 | 0 | 0
|  |  | 113 | Jogdiha (Roy dih) | 1035600 | 0 | 0 | 0 | 34 | 3 | 31 | 3 | 3 | 0 | 0 | 0 | 0 | 0
|  |  |  | Harijan Tola |  | 0 | 0 | 0 | 10 | 2 | 8 | 2 | 2 | 0 | 0 | 0 | 0 | 0
|  |  |  | Sub-Total |  | 0 | 0 | 0 | 44 | 5 | 39 | 5 | 5 | 0 | 0 | 0 | 0 | 0
|  |  | 114 | Ojha Jamua (Brahmaan Tola) | 1035800 | 0 | 0 | 0 | 1 | 0 | 1 | 0 | 0 | 0 | 1 | 0 | 0 | 1
|  |  |  | Nai Tola |  | 0 | 0 | 0 | 0 | 0 | 0 | 0 | 0 | 0 | 1 | 0 | 0 | 0
|  |  |  | Roy Tola |  | 0 | 0 | 0 | 0 | 0 | 0 | 0 | 0 | 0 | 0 | 0 | 0 | 1
|  |  |  | Harijan Tola |  | 0 | 0 | 0 | 0 | 0 | 0 | 0 | 0 | 0 | 0 | 0 | 0 | 1
|  |  |  | Muslim Tola |  | 0 | 0 | 0 | 8 | 0 | 8 | 0 | 0 | 0 | 0 | 0 | 0 | 0
|  |  |  | Mahato Tola |  | 0 | 0 | 0 | 0 | 0 | 0 | 0 | 0 | 0 | 0 | 0 | 0 | 0
|  |  |  | Sub-Total |  | 0 | 0 | 0 | 9 | 0 | 9 | 0 | 0 | 0 | 2 | 0 | 0 | 3
|  |  | 115 | Gonardih (Niche Tola) | 1035900 | 0 | 0 | 0 | 14 | 0 | 14 | 0 | 0 | 0 | 0 | 0 | 0 | 0
|  |  |  | Uper Tola |  | 0 | 0 | 0 | 19 | 5 | 14 | 5 | 5 | 0 | 0 | 0 | 0 | 1
|  |  |  | Sub-Total |  | 0 | 0 | 0 | 33 | 5 | 28 | 5 | 5 | 0 | 0 | 0 | 0 | 1
|  |  | 116 | Patardi- Harijan Tola-I | 1036100 | 0 | 0 | 0 | 4 | 0 | 4 | 0 | 0 | 0 | 0 | 0 | 0 | 0
|  |  |  | Paschim Tola |  | 0 | 0 | 0 | 12 | 0 | 12 | 0 | 0 | 0 | 1 | 0 | 0 | 1
|  |  |  | Harijan Tola-II |  | 0 | 0 | 0 | 13 | 0 | 13 | 0 | 0 | 0 | 0 | 0 | 0 | 0
|  |  |  | Sarma Tola |  | 0 | 0 | 0 | 35 | 1 | 34 | 1 | 1 | 0 | 0 | 0 | 0 | 0
|  |  |  | Yadav Tola |  | 0 | 0 | 0 | 13 | 0 | 13 | 0 | 0 | 0 | 1 | 0 | 0 | 0
|  |  |  | Uper Tola |  | 0 | 0 | 0 | 24 | 1 | 23 | 1 | 1 | 0 | 0 | 0 | 0 | 0
|  |  |  | Uper Harijan Tola |  | 0 | 0 | 0 | 23 | 4 | 19 | 4 | 4 | 0 | 0 | 0 | 0 | 0
|  |  |  | Sub-Total |  | 0 | 0 | 0 | 124 | 6 | 118 | 6 | 6 | 0 | 2 | 0 | 0 | 1
|  |  | 117 | Lalpur | 1036300 | 0 | 0 | 0 | 10 | 0 | 10 | 0 | 0 | 0 | 1 | 0 | 0 | 3
|  |  |  | Mushhar Tola |  | 0 | 0 | 0 | 4 | 4 | 0 | 4 | 4 | 0 | 0 | 0 | 0 | 1
|  |  |  | Mahato Tola |  | 0 | 0 | 0 | 2 | 1 | 1 | 1 | 1 | 0 | 0 | 0 | 0 | 0
|  |  |  | Mushar Tola R D |  | 0 | 0 | 0 | 3 | 1 | 2 | 1 | 1 | 0 | 0 | 0 | 0 | 0
|  |  |  | Sub-Total |  | 0 | 0 | 0 | 19 | 6 | 13 | 6 | 6 | 0 | 1 | 0 | 0 | 4
|  |  | 118 | Daulatpur | 1036400 | 0 | 0 | 0 | 9 | 0 | 9 | 0 | 0 | 0 | 0 | 0 | 0 | 0
|  |  |  | Sub-Total |  | 0 | 0 | 0 | 9 | 0 | 9 | 0 | 0 | 0 | 0 | 0 | 0 | 0
|  |  | 119 | Popidih | 1036500 | 0 | 0 | 0 | 15 | 19 | -4 | 19 | 19 | 0 | 0 | 0 | 0 | 0
|  |  |  | Sub-Total |  | 0 | 0 | 0 | 15 | 19 | -4 | 19 | 19 | 0 | 0 | 0 | 0 | 0
|  |  | 120 | Nawadih | 1036600 | 0 | 0 | 0 | 25 | 19 | 6 | 19 | 19 | 0 | 1 | 0 | 0 | -2
|  |  |  | Sub-Total |  | 0 | 0 | 0 | 25 | 19 | 6 | 19 | 19 | 0 | 1 | 0 | 0 | -2
|  |  | 121 | Hathiara | 1036800 | 0 | 0 | 0 | 45 | 6 | 39 | 6 | 6 | 0 | 0 | 0 | 0 | 3
|  |  |  | Chodhary Tola |  | 0 | 0 | 0 | 9 | 4 | 5 | 4 | 4 | 0 | 0 | 0 | 0 | 0
|  |  |  | Harijan Tola |  | 0 | 0 | 0 | 15 | 6 | 9 | 6 | 6 | 0 | 0 | 0 | 0 | 0
|  |  |  | Sub-Total |  | 0 | 0 | 0 | 69 | 16 | 53 | 16 | 16 | 0 | 0 | 0 | 0 | 3
|  |  | 122 | Sangramloria (Upper Tola) | 1037000 | 0 | 0 | 0 | 0 | 0 | 0 | 0 | 0 | 0 | 1 | 0 | 1 | 7
|  |  |  | Niche Tola |  | 0 | 0 | 0 | 0 | 0 | 0 | 0 | 0 | 0 | 0 | 0 | 0 | 10
|  |  |  | Gobindpur Tola |  | 0 | 0 | 0 | 0 | 0 | 0 | 0 | 0 | 0 | 0 | 0 | 0 | 4
|  |  |  | Sub-Total |  | 0 | 0 | 0 | 0 | 0 | 0 | 0 | 0 | 0 | 1 | 0 | 1 | 21
|  |  | 123 | Sankrigali | 1037300 | 0 | 0 | 0 | 0 | 0 | 0 | 0 | 0 | 0 | 1 | 1 | 1 | 5
|  |  |  | Sub-Total |  | 0 | 0 | 0 | 0 | 0 | 0 | 0 | 0 | 0 | 1 | 1 | 1 | 5
|  |  | 124 | Malidih | 1038500 | 0 | 0 | 0 | 12 | 1 | 11 | 1 | 1 | 0 | 0 | 0 | 0 | 1
|  |  |  | Sub-Total |  | 0 | 0 | 0 | 12 | 1 | 11 | 1 | 1 | 0 | 0 | 0 | 0 | 1
|  |  | 125 | Chichahra (Uper Tola) | 1039200 | 0 | 0 | 0 | 20 | 4 | 16 | 4 | 4 | 0 | 0 | 1 | 0 | 0
|  |  |  | Niche Tola |  | 0 | 0 | 0 | 20 | 9 | 11 | 9 | 9 | 0 | 0 | 0 | 0 | 1
|  |  |  | Chapraheya Tola |  | 0 | 0 | 0 | 30 | 7 | 23 | 7 | 7 | 0 | 0 | 0 | 0 | 1
|  |  |  | Sub-Total |  | 0 | 0 | 0 | 70 | 20 | 50 | 20 | 20 | 0 | 0 | 1 | 0 | 2
|  |  | 126 | Masnudih | 1041700 | 0 | 0 | 0 | 34 | 3 | 31 | 3 | 3 | 0 | 0 | 0 | 0 | 1
|  |  |  | Sub-Total |  | 0 | 0 | 0 | 34 | 3 | 31 | 3 | 3 | 0 | 0 | 0 | 0 | 1
|  |  | 127 | Dhawatanr | 1041900 | 0 | 0 | 0 | 29 | 5 | 24 | 5 | 5 | 0 | 0 | 0 | 0 | 0
|  |  |  | Sub-Total |  | 0 | 0 | 0 | 29 | 5 | 24 | 5 | 5 | 0 | 0 | 0 | 0 | 0
|  |  | 128 | Simra | 1042000 | 0 | 0 | 0 | 23 | 4 | 19 | 4 | 4 | 0 | 2 | 0 | 0 | 2
|  |  |  | Niche Tola |  | 0 | 0 | 0 | 5 | 0 | 5 | 0 | 0 | 0 | 0 | 0 | 0 | 0
|  |  |  | Harijan Tola |  | 0 | 0 | 0 | 2 | 0 | 2 | 0 | 0 | 0 | 0 | 0 | 0 | 0
|  |  |  | Bich Tola |  | 0 | 0 | 0 | 15 | 5 | 10 | 5 | 5 | 0 | 0 | 0 | 0 | 0
|  |  |  | Bharampur |  | 1 | 0 | 1 | 21 | 0 | 21 | 2 | 0 | 2 | 0 | 0 | 0 | 2
|  |  |  | Sub-Total |  | 1 | 0 | 1 | 66 | 9 | 57 | 11 | 9 | 2 | 2 | 0 | 0 | 4
|  |  | 129 | Kusmil(Uper tola) | 1042100 | 0 | 0 | 0 | 12 | 0 | 12 | 0 | 0 | 0 | 1 | 0 | 0 | 1
|  |  |  | Dakshin tola |  | 0 | 0 | 0 | 0 | 0 | 0 | 0 | 0 | 0 | 1 | 0 | 0 | 3
|  |  |  | Harijan tola |  | 1 | 1 | 0 | 61 | 61 | 0 | 39 | 39 | 0 | 0 | 0 | 0 | 4
|  |  |  | Sub-Total |  | 1 | 1 | 0 | 73 | 61 | 12 | 39 | 39 | 0 | 2 | 0 | 0 | 8
|  |  | 130 | Udaipur | 1042200 | 0 | 0 | 0 | 0 | 0 | 0 | 0 | 0 | 0 | 0 | 0 | 0 | 3
|  |  |  | Mahtodih |  | 0 | 0 | 0 | 7 | 0 | 7 | 0 | 0 | 0 | 1 | 0 | 0 | 4
|  |  |  | Sub-Total |  | 0 | 0 | 0 | 7 | 0 | 7 | 0 | 0 | 0 | 1 | 0 | 0 | 7
|  |  | 131 | Kurumtanr (Yadav Tola) | 1042600 | 0 | 0 | 0 | 2 | 1 | 1 | 1 | 1 | 0 | 1 | 0 | 0 | 2
|  |  |  | Harijan Tola |  | 0 | 0 | 0 | 1 | 1 | 0 | 1 | 1 | 0 | 0 | 0 | 0 | 0
|  |  |  | Yadav Tola-II |  | 0 | 0 | 0 | 12 | 4 | 8 | 4 | 4 | 0 | 0 | 0 | 0 | 1
|  |  |  | Sub-Total |  | 0 | 0 | 0 | 15 | 6 | 9 | 6 | 6 | 0 | 1 | 0 | 0 | 3
|  |  | 132 | Satar | 1042700 | 0 | 0 | 0 | 8 | 8 | 0 | 8 | 8 | 0 | 0 | 0 | 0 | 1
|  |  |  | Sub-Total |  | 0 | 0 | 0 | 8 | 8 | 0 | 8 | 8 | 0 | 0 | 0 | 0 | 1
|  |  | 133 | Satariya (Brahman Tola) | 1042900 | 0 | 0 | 0 | 36 | 9 | 27 | 9 | 9 | 0 | 0 | 0 | 0 | 4
|  |  |  | Harijan Tola |  | 0 | 0 | 0 | 33 | 17 | 16 | 17 | 17 | 0 | 0 | 0 | 0 | 2
|  |  |  | Sub-Total |  | 0 | 0 | 0 | 69 | 26 | 43 | 26 | 26 | 0 | 0 | 0 | 0 | 6
|  |  | 134 | Baijnathpur (Rewari Tola+ Brahman Tola) | 1043000 | 0 | 0 | 0 | 26 | 9 | 17 | 9 | 9 | 0 | 0 | 0 | 0 | 2
|  |  |  | Harijan Tola |  | 0 | 0 | 0 | 24 | 7 | 17 | 7 | 7 | 0 | 0 | 0 | 0 | 0
|  |  |  | Das Tola |  | 0 | 0 | 0 | 2 | 1 | 1 | 1 | 1 | 0 | 0 | 0 | 0 | 1
|  |  |  | Sub-Total |  | 0 | 0 | 0 | 52 | 17 | 35 | 17 | 17 | 0 | 0 | 0 | 0 | 3
|  |  | 135 | Malpur | 1043100 | 0 | 0 | 0 | 25 | 0 | 25 | 0 | 0 | 0 | 1 | 0 | 0 | 8
|  |  |  | Sub-Total |  | 0 | 0 | 0 | 25 | 0 | 25 | 0 | 0 | 0 | 1 | 0 | 0 | 8
|  |  | 136 | Misirjamua (Misir Tola) | 1043200 | 0 | 0 | 0 | 11 | 4 | 7 | 4 | 4 | 0 | 0 | 0 | 0 | 0
|  |  |  | Niche Tola |  | 0 | 0 | 0 | 11 | 1 | 10 | 1 | 1 | 0 | 0 | 0 | 0 | 1
|  |  |  | Naya Tola |  | 0 | 0 | 0 | 10 | 3 | 7 | 3 | 3 | 0 | 0 | 0 | 0 | 0
|  |  |  | Harijan Tola |  | 0 | 0 | 0 | 18 | 13 | 5 | 13 | 13 | 0 | 0 | 0 | 0 | 0
|  |  |  | Sub-Total |  | 0 | 0 | 0 | 50 | 21 | 29 | 21 | 21 | 0 | 0 | 0 | 0 | 1
|  |  | 137 | Satarkharpas | 1043500 | 0 | 0 | 0 | 10 | 8 | 2 | 8 | 8 | 0 | 0 | 0 | 0 | 7
|  |  |  | Sub-Total |  | 0 | 0 | 0 | 10 | 8 | 2 | 8 | 8 | 0 | 0 | 0 | 0 | 7
|  |  | 138 | Chochawa | 1043600 | 0 | 0 | 0 | 9 | 0 | 9 | 0 | 0 | 0 | 0 | 0 | 0 | 3
|  |  |  | Sub-Total |  | 0 | 0 | 0 | 9 | 0 | 9 | 0 | 0 | 0 | 0 | 0 | 0 | 3
|  |  | 139 | Singhpur Jogidih | 1044000 | 0 | 0 | 0 | 42 | 5 | 37 | 5 | 5 | 0 | 0 | 0 | 0 | 4
|  |  |  | Sub-Total |  | 0 | 0 | 0 | 42 | 5 | 37 | 5 | 5 | 0 | 0 | 0 | 0 | 4
|  |  | 140 | Ambatanr (Harijan Tola) | 1044200 | 0 | 0 | 0 | 11 | 3 | 8 | 3 | 3 | 0 | 0 | 0 | 0 | 1
|  |  |  | Yadav Tola |  | 0 | 0 | 0 | 20 | 5 | 15 | 5 | 5 | 0 | 0 | 0 | 0 | 0
|  |  |  | Sub-Total |  | 0 | 0 | 0 | 31 | 8 | 23 | 8 | 8 | 0 | 0 | 0 | 0 | 1
|  |  | 141 | Chitolorhiya (Punadi Tola) | 1044400 | 0 | 0 | 0 | 0 | 0 | 0 | 0 | 0 | 0 | 0 | 0 | 0 | 4
|  |  |  | Uper Tola |  | 0 | 0 | 0 | 0 | 0 | 0 | 0 | 0 | 0 | 2 | 0 | 0 | 10
|  |  |  | Boro Tola |  | 0 | 0 | 0 | 0 | 0 | 0 | 0 | 0 | 0 | 0 | 0 | 0 | 0
|  |  |  | Sub-Total |  | 0 | 0 | 0 | 0 | 0 | 0 | 0 | 0 | 0 | 2 | 0 | 0 | 14
|  |  | 142 | Guglidih | 1044500 | 0 | 0 | 0 | 57 | 2 | 55 | 2 | 2 | 0 | 1 | 0 | 0 | 4
|  |  |  | Sub-Total |  | 0 | 0 | 0 | 57 | 2 | 55 | 2 | 2 | 0 | 1 | 0 | 0 | 4
|  |  | 143 | Kariyasa (Nicha Tola | 1044600 | 0 | 0 | 0 | 8 | 0 | 8 | 0 | 0 | 0 | 0 | 0 | 0 | 2
|  |  |  | Uper Tola |  | 0 | 0 | 0 | 210 | 38 | 172 | 38 | 38 | 0 | 0 | 0 | 0 | 2
|  |  |  | Sub-Total |  | 0 | 0 | 0 | 218 | 38 | 180 | 38 | 38 | 0 | 0 | 0 | 0 | 4
|  |  | 144 | Debnathdih | 1044700 | 0 | 0 | 0 | 0 | 0 | 0 | 0 | 0 | 0 | 0 | 0 | 0 | 0
|  |  |  | Sub-Total |  | 0 | 0 | 0 | 0 | 0 | 0 | 0 | 0 | 0 | 0 | 0 | 0 | 0
|  |  | 145 | Tharhidalanpur (Harijan Tola) | 1044800 | 0 | 0 | 0 | 23 | 0 | 23 | 0 | 0 | 0 | 1 | 1 | 0 | 3
|  |  |  | Dube Tola |  | 0 | 0 | 0 | 32 | 1 | 31 | 1 | 1 | 0 | 0 | 0 | 0 | 0
|  |  |  | Ramani Tola |  | 0 | 0 | 0 | 21 | 0 | 21 | 0 | 0 | 0 | 0 | 0 | 0 | 0
|  |  |  | Muslim Tola |  | 0 | 0 | 0 | 53 | 6 | 47 | 6 | 6 | 0 | 0 | 0 | 0 | 0
|  |  |  | Sub-Total |  | 0 | 0 | 0 | 129 | 7 | 122 | 7 | 7 | 0 | 1 | 1 | 0 | 3
|  |  | 146 | Bhandar Kola (Muslim Tola) | 1045000 | 0 | 0 | 0 | 0 | 0 | 0 | 0 | 0 | 0 | 1 | 0 | 0 | 1
|  |  |  | Mandal Tola |  | 0 | 0 | 0 | 0 | 0 | 0 | 0 | 0 | 0 | 0 | 0 | 0 | 0
|  |  |  | Yadav Tola |  | 0 | 0 | 0 | 0 | 0 | 0 | 0 | 0 | 0 | 0 | 0 | 0 | 0
|  |  |  | Sub-Total |  | 0 | 0 | 0 | 0 | 0 | 0 | 0 | 0 | 0 | 1 | 0 | 0 | 1
|  |  | 147 | Katia | 1045100 | 1 | 0 | 1 | 12 | 0 | 12 | 8 | 0 | 8 | 0 | 1 | 0 | 3
|  |  |  | Katia Chitt |  | 0 | 0 | 0 | 22 | 19 | 3 | 19 | 19 | 0 | 0 | 0 | 0 | 4
|  |  |  | Sub-Total |  | 1 | 0 | 1 | 34 | 19 | 15 | 27 | 19 | 8 | 0 | 1 | 0 | 7
|  |  | 148 | Sundari | 1045200 | 0 | 0 | 0 | 30 | 8 | 22 | 8 | 8 | 0 | 1 | 0 | 0 | 1
|  |  |  | Yadav Tola |  | 0 | 0 | 0 | 5 | 3 | 2 | 3 | 3 | 0 | 0 | 0 | 0 | 0
|  |  |  | Sub-Total |  | 0 | 0 | 0 | 35 | 11 | 24 | 11 | 11 | 0 | 1 | 0 | 0 | 1
|  |  | 149 | Kunda | 1045400 | 0 | 0 | 0 | 24 | 2 | 22 | 2 | 2 | 0 | 0 | 0 | 0 | 1
|  |  |  | Sub-Total |  | 0 | 0 | 0 | 24 | 2 | 22 | 2 | 2 | 0 | 0 | 0 | 0 | 1
|  |  | 150 | Kanijor | 1045700 | 0 | 0 | 0 | 17 | 0 | 17 | 0 | 0 | 0 | 1 | 0 | 0 | 1
|  |  |  | Sub-Total |  | 0 | 0 | 0 | 17 | 0 | 17 | 0 | 0 | 0 | 1 | 0 | 0 | 1
|  |  | 151 | Jatahi | 1045800 | 0 | 0 | 0 | 136 | 0 | 136 | 0 | 0 | 0 | 2 | 1 | 1 | 3
|  |  |  | Sub-Total |  | 0 | 0 | 0 | 136 | 0 | 136 | 0 | 0 | 0 | 2 | 1 | 1 | 3
|  |  | 152 | Baghmara | 1045900 | 0 | 0 | 0 | 19 | 6 | 13 | 6 | 6 | 0 | 0 | 0 | 0 | 0
|  |  |  | Sub-Total |  | 0 | 0 | 0 | 19 | 6 | 13 | 6 | 6 | 0 | 0 | 0 | 0 | 0
|  |  | 153 | Baijnathpur | 1046000 | 0 | 0 | 0 | 0 | 0 | 0 | 0 | 0 | 0 | 0 | 0 | 0 | 0
|  |  |  | Sub-Total |  | 0 | 0 | 0 | 0 | 0 | 0 | 0 | 0 | 0 | 0 | 0 | 0 | 0
|  |  | 154 | Karhanibad | 1046100 | 0 | 0 | 0 | 0 | 0 | 0 | 0 | 0 | 0 | 3 | 1 | 0 | 7
|  |  |  | Sub-Total |  | 0 | 0 | 0 | 0 | 0 | 0 | 0 | 0 | 0 | 3 | 1 | 0 | 7
|  |  | 155 | Tetariya (Yadav Tola) | 1046300 | 0 | 0 | 0 | 2 | 0 | 2 | 0 | 0 | 0 | 1 | 1 | 0 | 8
|  |  |  | Harijan Tola |  | 0 | 0 | 0 | 22 | 22 | 0 | 22 | 22 | 0 | 0 | 0 | 0 | 2
|  |  |  | Sub-Total |  | 0 | 0 | 0 | 24 | 22 | 2 | 22 | 22 | 0 | 1 | 1 | 0 | 10
|  |  | 156 | Majhiana | 1046500 | 0 | 0 | 0 | 30 | 24 | 6 | 24 | 24 | 0 | 0 | 0 | 0 | 2
|  |  |  | Sub-Total |  | 0 | 0 | 0 | 30 | 24 | 6 | 24 | 24 | 0 | 0 | 0 | 0 | 2
|  |  | 157 | Padumpur | 1046900 | 0 | 0 | 0 | 0 | 0 | 0 | 0 | 0 | 0 | 1 | 0 | 0 | 2
|  |  |  | Sub-Total |  | 0 | 0 | 0 | 0 | 0 | 0 | 0 | 0 | 0 | 1 | 0 | 0 | 2
|  |  | 158 | Saluriadih | 1047200 | 0 | 0 | 0 | 0 | 0 | 0 | 0 | 0 | 0 | 0 | 0 | 0 | 1
|  |  |  | Sub-Total |  | 0 | 0 | 0 | 0 | 0 | 0 | 0 | 0 | 0 | 0 | 0 | 0 | 1
|  |  | 159 | Chamrakanali | 1047300 | 0 | 0 | 0 | 7 | 0 | 7 | 0 | 0 | 0 | 0 | 0 | 0 | 0
|  |  |  | Sub-Total |  | 0 | 0 | 0 | 7 | 0 | 7 | 0 | 0 | 0 | 0 | 0 | 0 | 0
|  |  | 160 | Mohanpur | 1047400 | 0 | 0 | 0 | 7 | 2 | 5 | 2 | 2 | 0 | 0 | 0 | 0 | 0
|  |  |  | Sub-Total |  | 0 | 0 | 0 | 7 | 2 | 5 | 2 | 2 | 0 | 0 | 0 | 0 | 0
|  |  | 161 | Gauripur (Niche Tola) | 1047500 | 0 | 0 | 0 | 31 | 0 | 31 | 0 | 0 | 0 | 0 | 0 | 0 | 2
|  |  |  | Uper Tola |  | 0 | 0 | 0 | 12 | 0 | 12 | 0 | 0 | 0 | 0 | 0 | 0 | 0
|  |  |  | Koridih |  | 0 | 0 | 0 | 7 | 0 | 7 | 0 | 0 | 0 | 0 | 0 | 0 | 0
|  |  |  | Sub-Total |  | 0 | 0 | 0 | 50 | 0 | 50 | 0 | 0 | 0 | 0 | 0 | 0 | 2
|  |  | 162 | Bisunpur | 1047700 | 0 | 0 | 0 | 23 | 12 | 11 | 12 | 12 | 0 | 0 | 0 | 0 | 0
|  |  |  | Moorladih |  | 0 | 0 | 0 | 12 | 6 | 6 | 6 | 6 | 0 | 1 | 0 | 0 | 0
|  |  |  | Sailaiya |  | 0 | 0 | 0 | 7 | 3 | 4 | 3 | 3 | 0 | 1 | 0 | 0 | 1
|  |  |  | Sub-Total |  | 0 | 0 | 0 | 42 | 21 | 21 | 21 | 21 | 0 | 2 | 0 | 0 | 1
|  |  | 163 | Belbahiyari | 1047800 | 0 | 0 | 0 | 0 | 0 | 0 | 0 | 0 | 0 | 1 | 0 | 0 | 2
|  |  |  | Sub-Total |  | 0 | 0 | 0 | 0 | 0 | 0 | 0 | 0 | 0 | 1 | 0 | 0 | 2
|  |  | 164 | Khaspaika (Brahman Tola) | 1047900 | 0 | 0 | 0 | 9 | 0 | 9 | 0 | 0 | 0 | 0 | 0 | 0 | 0
|  |  |  | Verma Tola |  | 0 | 0 | 0 | 7 | 0 | 7 | 0 | 0 | 0 | 0 | 0 | 0 | 0
|  |  |  | Harijan Tola |  | 0 | 0 | 0 | 14 | 2 | 12 | 2 | 2 | 0 | 0 | 0 | 0 | 0
|  |  |  | Uper Tola |  | 0 | 0 | 0 | 9 | 3 | 6 | 3 | 3 | 0 | 0 | 0 | 0 | 0
|  |  |  | Lapit Tola |  | 0 | 0 | 0 | 6 | 0 | 6 | 0 | 0 | 0 | 0 | 0 | 0 | 0
|  |  |  | Sub-Total |  | 0 | 0 | 0 | 45 | 5 | 40 | 5 | 5 | 0 | 0 | 0 | 0 | 0
|  |  | 165 | Kadai (Nichla Tola) | 1048100 | 0 | 0 | 0 | 26 | 1 | 25 | 1 | 1 | 0 | 0 | 0 | 0 | 0
|  |  |  | Uper Tola |  | 0 | 0 | 0 | 6 | 1 | 5 | 1 | 1 | 0 | 0 | 0 | 0 | 0
|  |  |  | Sub-Total |  | 0 | 0 | 0 | 32 | 2 | 30 | 2 | 2 | 0 | 0 | 0 | 0 | 0
|  |  | 166 | Basbariya (Niche Tola) | 1048200 | 0 | 0 | 0 | 31 | 4 | 27 | 4 | 4 | 0 | 0 | 0 | 0 | 0
|  |  |  | Das Tola |  | 0 | 0 | 0 | 61 | 5 | 56 | 5 | 5 | 0 | 0 | 0 | 0 | 0
|  |  |  | Uper Tola |  | 0 | 0 | 0 | 33 | 5 | 28 | 5 | 5 | 0 | 0 | 0 | 0 | 0
|  |  |  | Sub-Total |  | 0 | 0 | 0 | 125 | 14 | 111 | 14 | 14 | 0 | 0 | 0 | 0 | 0
|  |  | 167 | Paharpur | 1049000 | 0 | 0 | 0 | 0 | 0 | 0 | 0 | 0 | 0 | 0 | 0 | 0 | 0
|  |  |  | Sarkanda |  | 0 | 0 | 0 | 9 | 0 | 9 | 0 | 0 | 0 | 0 | 0 | 0 | 0
|  |  |  | Sub-Total |  | 0 | 0 | 0 | 9 | 0 | 9 | 0 | 0 | 0 | 0 | 0 | 0 | 0
|  |  | 168 | Chanddih ( Harijan Tola) | 1049100 | 0 | 0 | 0 | 0 | 0 | 0 | 0 | 0 | 0 | 1 | 0 | 0 | 2
|  |  |  | Md. Tola |  | 0 | 0 | 0 | 0 | 0 | 0 | 0 | 0 | 0 | 0 | 0 | 0 | 0
|  |  |  | Darga Tola |  | 0 | 0 | 0 | 0 | 0 | 0 | 0 | 0 | 0 | 0 | 0 | 0 | 0
|  |  |  | Sub-Total |  | 0 | 0 | 0 | 0 | 0 | 0 | 0 | 0 | 0 | 1 | 0 | 0 | 2
|  |  | 169 | Kasidih (Upper Tola) | 1049200 | 0 | 0 | 0 | 14 | 8 | 6 | 8 | 8 | 0 | 0 | 0 | 0 | 1
|  |  |  | Niche Tola |  | 0 | 0 | 0 | 13 | 5 | 8 | 5 | 5 | 0 | 0 | 0 | 0 | 0
|  |  |  | Das Tola |  | 0 | 0 | 0 | 5 | 0 | 5 | 0 | 0 | 0 | 1 | 0 | 0 | 1
|  |  |  | Ghatwar Tola |  | 0 | 0 | 0 | 7 | 0 | 7 | 0 | 0 | 0 | 0 | 0 | 0 | 1
|  |  |  | Sub-Total |  | 0 | 0 | 0 | 39 | 13 | 26 | 13 | 13 | 0 | 1 | 0 | 0 | 3
|  |  | 170 | Basmata | 1049500 | 0 | 0 | 0 | 198 | 41 | 157 | 41 | 41 | 0 | 1 | 1 | 1 | 2
|  |  |  | Sub-Total |  | 0 | 0 | 0 | 198 | 41 | 157 | 41 | 41 | 0 | 1 | 1 | 1 | 2
|  |  | 171 | Khajuriya | 1049600 | 0 | 0 | 0 | 26 | 0 | 26 | 0 | 0 | 0 | 0 | 0 | 0 | 3
|  |  |  | Sub-Total |  | 0 | 0 | 0 | 26 | 0 | 26 | 0 | 0 | 0 | 0 | 0 | 0 | 3
|  |  |  | BLOCK TOTAL |  | 10 | 2 | 8 | 6532 | 1358 | 5174 | 1299 | 1256 | 43 | 96 | 40 | 5 | 392
2 | Mohanpur | 2 | 1 | Khajuria (Kawariya Path-I) | 1050200 | 0 | 0 | 0 | 0 | 0 | 0 | 0 | 0 | 0 | 0 | 0 | 0 | 0
|  |  |  | Kewariya Path_II |  | 0 | 0 | 0 | 0 | 0 | 0 | 0 | 0 | 0 | 0 | 0 | 0 | 0
|  |  |  | Kewariya Path_III |  | 0 | 0 | 0 | 0 | 0 | 0 | 0 | 0 | 0 | 0 | 0 | 0 | 0
|  |  |  | Naya Tola |  | 0 | 0 | 0 | 0 | 0 | 0 | 0 | 0 | 0 | 0 | 0 | 0 | 0
|  |  |  | Road Tola |  | 0 | 0 | 0 | 0 | 0 | 0 | 0 | 0 | 0 | 0 | 0 | 0 | 0
|  |  |  | Sub-Total |  | 0 | 0 | 0 | 0 | 0 | 0 | 0 | 0 | 0 | 0 | 0 | 0 | 0
|  |  | 2 | Sarasani(Yadav Tola) | 1050300 | 0 | 0 | 0 | 27 | 4 | 23 | 4 | 4 | 0 | 0 | 0 | 0 | 0
|  |  |  | Pandit tola |  | 0 | 0 | 0 | 16 | 1 | 15 | 1 | 1 | 0 | 0 | 0 | 0 | 0
|  |  |  | Sub Total |  | 0 | 0 | 0 | 43 | 5 | 38 | 5 | 5 | 0 | 0 | 0 | 0 | 0
|  |  | 3 | Nawadih (Napit Tola-I) | 1052500 | 0 | 0 | 0 | 11 | 5 | 6 | 5 | 5 | 0 | 0 | 0 | 0 | 0
|  |  |  | Nawadih (Napit Tola-II) |  | 0 | 0 | 0 | 7 | 2 | 5 | 2 | 2 | 0 | 0 | 0 | 0 | 0
|  |  |  | Maric Tola |  | 0 | 0 | 0 | 13 | 0 | 13 | 0 | 0 | 0 | 0 | 0 | 0 | 0
|  |  |  | Babubhaiya |  | 0 | 0 | 0 | 2 | 0 | 2 | 0 | 0 | 0 | 0 | 0 | 0 | 0
|  |  |  | Sub-Total |  | 0 | 0 | 0 | 33 | 7 | 26 | 7 | 7 | 0 | 0 | 0 | 0 | 0
|  |  | 4 | Khobha (Yadav Tola) | 1052600 | 0 | 0 | 0 | 27 | 0 | 27 | 0 | 0 | 0 | 0 | 0 | 0 | 0
|  |  |  | Khobha |  | 0 | 0 | 0 | 0 | 0 | 0 | 0 | 0 | 0 | 0 | 0 | 0 | 0
|  |  |  | Sub-Total |  | 0 | 0 | 0 | 27 | 0 | 27 | 0 | 0 | 0 | 0 | 0 | 0 | 0
|  |  | 5 | Hirna | 1053400 | 0 | 0 | 0 | 0 | 0 | 0 | 0 | 0 | 0 | 0 | 0 | 0 | 0
|  |  |  | Sub-Total |  | 0 | 0 | 0 | 0 | 0 | 0 | 0 | 0 | 0 | 0 | 0 | 0 | 0
|  |  | 6 | Bihroji | 1057900 | 0 | 0 | 0 | 3 | 2 | 1 | 2 | 2 | 0 | 0 | 0 | 0 | 0
|  |  |  | Danga tola |  | 0 | 0 | 0 | 4 | 2 | 2 | 2 | 2 | 0 | 0 | 0 | 0 | 0
|  |  |  | Neche tola |  | 0 | 0 | 0 | 5 | 1 | 4 | 1 | 1 | 0 | 0 | 0 | 0 | 0
|  |  |  | Uper tola |  | 0 | 0 | 0 | 0 | 0 | 0 | 0 | 0 | 0 | 0 | 0 | 0 | 0
|  |  |  | Sub-Total |  | 0 | 0 | 0 | 12 | 5 | 7 | 5 | 5 | 0 | 0 | 0 | 0 | 0
|  |  | 7 | Nokhil | 1058000 | 0 | 0 | 0 | 0 | 0 | 0 | 0 | 0 | 0 | 0 | 0 | 0 | 0
|  |  |  | Sub-Total |  | 0 | 0 | 0 | 0 | 0 | 0 | 0 | 0 | 0 | 0 | 0 | 0 | 0
|  |  | 8 | Phatepur | 1058100 | 0 | 0 | 0 | 6 | 0 | 6 | 0 | 0 | 0 | 0 | 0 | 0 | 3
|  |  |  | Rout tola |  | 1 | 0 | 1 | 16 | 0 | 16 | 3 | 0 | 3 | 0 | 0 | 0 | 0
|  |  |  | Mahto tola |  | 1 | 0 | 1 | 9 | 0 | 9 | 2 | 0 | 2 | 0 | 0 | 0 | 0
|  |  |  | Letwa tola |  | 1 | 0 | 1 | 19 | 0 | 19 | 1 | 0 | 1 | 0 | 0 | 0 | 0
|  |  |  | Sub-Total |  | 3 | 0 | 3 | 50 | 0 | 50 | 6 | 0 | 6 | 0 | 0 | 0 | 3
|  |  | 9 | Nakti Dangal tola | 1059400 | 0 | 0 | 0 | 1 | 0 | 1 | 0 | 0 | 0 | 0 | 0 | 0 | 2
|  |  |  | Nakti tola |  | 0 | 0 | 0 | 1 | 0 | 1 | 0 | 0 | 0 | 0 | 0 | 0 | 0
|  |  |  | Uper tola |  | 0 | 0 | 0 | 2 | 0 | 2 | 0 | 0 | 0 | 0 | 0 | 0 | 0
|  |  |  | Neche tola |  | 0 | 0 | 0 | 0 | 0 | 0 | 0 | 0 | 0 | 0 | 0 | 0 | 0
|  |  |  | Sub-Total |  | 0 | 0 | 0 | 4 | 0 | 4 | 0 | 0 | 0 | 0 | 0 | 0 | 2
|  |  | 10 | Jiyapani | 1059800 | 1 | 1 | 0 | 5 | 5 | 0 | 1 | 1 | 0 | 0 | 0 | 0 | 0
|  |  |  | East Tola |  | 0 | 0 | 0 | 0 | 0 | 0 | 0 | 0 | 0 | 0 | 0 | 0 | 0
|  |  |  | West Tola |  | 0 | 0 | 0 | 0 | 0 | 0 | 0 | 0 | 0 | 0 | 0 | 0 | 0
|  |  |  | Niche Tola |  | 0 | 0 | 0 | 5 | 1 | 4 | 1 | 1 | 0 | 0 | 0 | 0 | 0
|  |  |  | Sub-Total |  | 1 | 1 | 0 | 10 | 6 | 4 | 2 | 2 | 0 | 0 | 0 | 0 | 0
|  |  | 11 | Ratanpur | 1059900 | 0 | 0 | 0 | 9 | 3 | 6 | 3 | 3 | 0 | 0 | 0 | 1 | 0
|  |  |  | Harigan tola |  | 0 | 0 | 0 | 7 | 2 | 5 | 2 | 2 | 0 | 0 | 0 | 0 | 0
|  |  |  | Djodo tp;a |  | 0 | 0 | 0 | 20 | 4 | 16 | 4 | 4 | 0 | 0 | 0 | 0 | 0
|  |  |  | Sub-Total |  | 0 | 0 | 0 | 36 | 9 | 27 | 9 | 9 | 0 | 0 | 0 | 1 | 0
|  |  | 12 | Letwa | 1060200 | 0 | 0 | 0 | 0 | 0 | 0 | 0 | 0 | 0 | 0 | 0 | 0 | 0
|  |  |  | Neha Tola |  | 1 | 0 | 1 | 0 | 0 | 0 | 0 | 0 | 0 | 0 | 0 | 0 | 0
|  |  |  | Sub-Total |  | 1 | 0 | 1 | 0 | 0 | 0 | 0 | 0 | 0 | 0 | 0 | 0 | 0
|  |  | 13 | Rikhiyahat | 1060500 | 0 | 0 | 0 | 0 | 0 | 0 | 0 | 0 | 0 | 0 | 0 | 0 | 0
|  |  |  | Sub-Total |  | 0 | 0 | 0 | 0 | 0 | 0 | 0 | 0 | 0 | 0 | 0 | 0 | 0
|  |  | 14 | Paniya Pagar | 1061100 | 0 | 0 | 0 | 0 | 0 | 0 | 0 | 0 | 0 | 0 | 0 | 0 | 1
|  |  |  | Sub-Total |  | 0 | 0 | 0 | 0 | 0 | 0 | 0 | 0 | 0 | 0 | 0 | 0 | 1
|  |  | 15 | Pahridih | 1061500 | 0 | 0 | 0 | 0 | 0 | 0 | 0 | 0 | 0 | 0 | 0 | 0 | 0
|  |  |  | Danga tola |  | 0 | 0 | 0 | 0 | 0 | 0 | 0 | 0 | 0 | 0 | 0 | 0 | 0
|  |  |  | Harigan tola |  | 0 | 0 | 0 | 0 | 0 | 0 | 0 | 0 | 0 | 0 | 0 | 0 | 0
|  |  |  | Yadav tola |  | 0 | 0 | 0 | 0 | 0 | 0 | 0 | 0 | 0 | 0 | 0 | 0 | 0
|  |  |  | Sub-Total |  | 0 | 0 | 0 | 0 | 0 | 0 | 0 | 0 | 0 | 0 | 0 | 0 | 0
|  |  | 16 | Baghakara | 1061600 | 0 | 0 | 0 | 0 | 0 | 0 | 0 | 0 | 0 | 0 | 0 | 0 | 1
|  |  |  | Sub-Total |  | 0 | 0 | 0 | 0 | 0 | 0 | 0 | 0 | 0 | 0 | 0 | 0 | 1
|  |  | 17 | Gauri Chak (Upper Tola) | 1061800 | 0 | 0 | 0 | 5 | 1 | 4 | 1 | 1 | 0 | 0 | 0 | 0 | 0
|  |  |  | Bich Tola |  | 1 | 0 | 1 | 22 | 0 | 22 | 1 | 0 | 1 | 0 | 0 | 0 | 0
|  |  |  | Niche Tola |  | 1 | 0 | 1 | 17 | 0 | 17 | 0 | 0 | 0 | 0 | 0 | 0 | 0
|  |  |  | Sub-Total |  | 2 | 0 | 2 | 44 | 1 | 43 | 2 | 1 | 1 | 0 | 0 | 0 | 0
|  |  | 18 | Bhaluwabandh | 1061900 | 0 | 0 | 0 | 0 | 0 | 0 | 0 | 0 | 0 | 0 | 0 | 0 | 0
|  |  |  | Harigan tola |  | 0 | 0 | 0 | 0 | 0 | 0 | 0 | 0 | 0 | 0 | 0 | 0 | 0
|  |  |  | Danga tola |  | 0 | 0 | 0 | 0 | 0 | 0 | 0 | 0 | 0 | 0 | 0 | 0 | 0
|  |  |  | Sub-Total |  | 0 | 0 | 0 | 0 | 0 | 0 | 0 | 0 | 0 | 0 | 0 | 0 | 0
|  |  | 19 | Kairbank | 1062000 | 0 | 0 | 0 | 0 | 0 | 0 | 0 | 0 | 0 | 0 | 0 | 0 | 0
|  |  |  | Thakur tola |  | 0 | 0 | 0 | 0 | 0 | 0 | 0 | 0 | 0 | 0 | 0 | 0 | 0
|  |  |  | Yadav tola |  | 0 | 0 | 0 | 0 | 0 | 0 | 0 | 0 | 0 | 0 | 0 | 0 | 0
|  |  |  | Sub-Total |  | 0 | 0 | 0 | 0 | 0 | 0 | 0 | 0 | 0 | 0 | 0 | 0 | 0
|  |  | 20 | Harilajori (Road side tola ) | 1062100 | 0 | 0 | 0 | 14 | 0 | 14 | 0 | 0 | 0 | 0 | 0 | 0 | 0
|  |  |  | Pandit tola |  | 0 | 0 | 0 | 3 | 0 | 3 | 0 | 0 | 0 | 0 | 0 | 0 | 0
|  |  |  | Yadav tola |  | 0 | 0 | 0 | 6 | 0 | 6 | 0 | 0 | 0 | 0 | 0 | 0 | 0
|  |  |  | Santhal tola |  | 1 | 0 | 1 | 11 | 0 | 11 | 0 | 0 | 0 | 0 | 0 | 0 | 0
|  |  |  | Sub-Total |  | 1 | 0 | 1 | 34 | 0 | 34 | 0 | 0 | 0 | 0 | 0 | 0 | 0
|  |  | 21 | Nayachitkat (uper tola) | 1062700 | 0 | 0 | 0 | 0 | 0 | 0 | 0 | 0 | 0 | 0 | 0 | 0 | 0
|  |  |  | Rana tola |  | 0 | 0 | 0 | 0 | 0 | 0 | 0 | 0 | 0 | 0 | 0 | 0 | 0
|  |  |  | Mandal tola |  | 0 | 0 | 0 | 0 | 0 | 0 | 0 | 0 | 0 | 0 | 0 | 0 | 0
|  |  |  | Raman tola |  | 0 | 0 | 0 | 0 | 0 | 0 | 0 | 0 | 0 | 0 | 0 | 0 | 0
|  |  |  | Pandit tola |  | 1 | 0 | 1 | 35 | 0 | 35 | 2 | 0 | 2 | 0 | 0 | 0 | 0
|  |  |  | Bangali tola |  | 1 | 0 | 1 | 28 | 0 | 28 | 1 | 0 | 1 | 0 | 0 | 0 | 0
|  |  |  | Ravan tola |  | 1 | 0 | 1 | 30 | 0 | 30 | 9 | 0 | 9 | 0 | 0 | 0 | 0
|  |  |  | Yadav tola |  | 1 | 1 | 0 | 37 | 37 | 0 | 10 | 10 | 0 | 0 | 0 | 0 | 1
|  |  |  | Sub-Total |  | 4 | 1 | 3 | 130 | 37 | 93 | 22 | 10 | 12 | 0 | 0 | 0 | 1
|  |  | 22 | Heth Ambakura | 1063200 | 0 | 0 | 0 | 49 | 3 | 46 | 3 | 3 | 0 | 0 | 0 | 0 | 0
|  |  |  | Sub-Total |  | 0 | 0 | 0 | 49 | 3 | 46 | 3 | 3 | 0 | 0 | 0 | 0 | 0
|  |  | 23 | Bela | 1063300 | 0 | 0 | 0 | 0 | 0 | 0 | 0 | 0 | 0 | 0 | 0 | 0 | 0
|  |  |  | Sub-Total |  | 0 | 0 | 0 | 0 | 0 | 0 | 0 | 0 | 0 | 0 | 0 | 0 | 0
|  |  | 24 | Muspha | 1063500 | 0 | 0 | 0 | 31 | 8 | 23 | 8 | 8 | 0 | 0 | 0 | 0 | 0
|  |  |  | Sub-Total |  | 0 | 0 | 0 | 31 | 8 | 23 | 8 | 8 | 0 | 0 | 0 | 0 | 0
|  |  | 25 | Gauriganj | 1063700 | 0 | 0 | 0 | 0 | 0 | 0 | 0 | 0 | 0 | 0 | 0 | 0 | 1
|  |  |  | Beech tola |  | 0 | 0 | 0 | 0 | 0 | 0 | 0 | 0 | 0 | 0 | 0 | 0 | 0
|  |  |  | Raut tola |  | 0 | 0 | 0 | 0 | 0 | 0 | 0 | 0 | 0 | 0 | 0 | 0 | 0
|  |  |  | Sub-Total |  | 0 | 0 | 0 | 0 | 0 | 0 | 0 | 0 | 0 | 0 | 0 | 0 | 1
|  |  | 26 | Korabandh | 1064000 | 0 | 0 | 0 | 5 | 0 | 5 | 0 | 0 | 0 | 0 | 0 | 0 | 2
|  |  |  | Sub-Total |  | 0 | 0 | 0 | 5 | 0 | 5 | 0 | 0 | 0 | 0 | 0 | 0 | 2
|  |  | 27 | Teliya Nawadih | 1064400 | 0 | 0 | 0 | 13 | 2 | 11 | 2 | 2 | 0 | 0 | 0 | 1 | 0
|  |  |  | Sub-Total |  | 0 | 0 | 0 | 13 | 2 | 11 | 2 | 2 | 0 | 0 | 0 | 1 | 0
|  |  | 28 | Jarwadih (Chach Jabradih) | 1064500 | 0 | 0 | 0 | 0 | 0 | 0 | 0 | 0 | 0 | 0 | 0 | 0 | 1
|  |  |  | Harijan Tola |  | 0 | 0 | 0 | 8 | 0 | 8 | 0 | 0 | 0 | 0 | 0 | 0 | 0
|  |  |  | Sub-Total |  | 0 | 0 | 0 | 8 | 0 | 8 | 0 | 0 | 0 | 0 | 0 | 0 | 1
|  |  | 29 | Chaksirimisirbandh | 1064600 | 0 | 0 | 0 | 0 | 0 | 0 | 0 | 0 | 0 | 0 | 0 | 0 | 1
|  |  |  | Sub-Total |  | 0 | 0 | 0 | 0 | 0 | 0 | 0 | 0 | 0 | 0 | 0 | 0 | 1
|  |  | 30 | Bhurbhura | 1064700 | 0 | 0 | 0 | 17 | 0 | 17 | 0 | 0 | 0 | 0 | 0 | 0 | 0
|  |  |  | Sub-Total |  | 0 | 0 | 0 | 17 | 0 | 17 | 0 | 0 | 0 | 0 | 0 | 0 | 0
|  |  | 31 | Kurumtanr | 1064800 | 0 | 0 | 0 | 0 | 0 | 0 | 0 | 0 | 0 | 1 | 0 | 1 | 1
|  |  |  | Sub-Total |  | 0 | 0 | 0 | 0 | 0 | 0 | 0 | 0 | 0 | 1 | 0 | 1 | 1
|  |  | 32 | Kusumbad | 1065000 | 0 | 0 | 0 | 12 | 0 | 12 | 0 | 0 | 0 | 0 | 0 | 0 | 0
|  |  |  | Sub-Total |  | 0 | 0 | 0 | 12 | 0 | 12 | 0 | 0 | 0 | 0 | 0 | 0 | 0
|  |  | 33 | Balsara | 1065100 | 0 | 0 | 0 | 3 | 0 | 3 | 0 | 0 | 0 | 0 | 0 | 0 | 0
|  |  |  | Sub-Total |  | 0 | 0 | 0 | 3 | 0 | 3 | 0 | 0 | 0 | 0 | 0 | 0 | 0
|  |  | 34 | Amgaria (Baramar Tola) | 1066000 | 0 | 0 | 0 | 0 | 0 | 0 | 0 | 0 | 0 | 0 | 0 | 0 | 0
|  |  |  | Harijan Tola |  | 0 | 0 | 0 | 0 | 0 | 0 | 0 | 0 | 0 | 0 | 0 | 0 | 0
|  |  |  | Sub-Total |  | 0 | 0 | 0 | 0 | 0 | 0 | 0 | 0 | 0 | 0 | 0 | 0 | 0
|  |  | 35 | Punasiya | 1066100 | 0 | 0 | 0 | 10 | 0 | 10 | 0 | 0 | 0 | 0 | 0 | 0 | 1
|  |  |  | Santhal tola |  | 0 | 0 | 0 | 12 | 0 | 12 | 0 | 0 | 0 | 0 | 0 | 0 | 0
|  |  |  | Maahto Tola |  | 0 | 0 | 0 | 10 | 0 | 10 | 0 | 0 | 0 | 0 | 0 | 0 | 0
|  |  |  | kolony |  | 0 | 0 | 0 | 28 | 0 | 28 | 0 | 0 | 0 | 0 | 0 | 0 | 0
|  |  |  | Anupmanjhidih |  | 1 | 1 | 0 | 76 | 76 | 0 | 21 | 21 | 0 | 1 | 0 | 0 | 1
|  |  |  | Sub-Total |  | 1 | 1 | 0 | 136 | 76 | 60 | 21 | 21 | 0 | 1 | 0 | 0 | 2
|  |  | 36 | Baratikar | 1066200 | 0 | 0 | 0 | 43 | 9 | 34 | 9 | 9 | 0 | 0 | 0 | 0 | 0
|  |  |  | Sub-Total |  | 0 | 0 | 0 | 43 | 9 | 34 | 9 | 9 | 0 | 0 | 0 | 0 | 0
|  |  | 37 | Rampur | 1066300 | 0 | 0 | 0 | 20 | 0 | 20 | 0 | 0 | 0 | 0 | 0 | 0 | 0
|  |  |  | Harijan Tola1 |  | 0 | 0 | 0 | 3 | 0 | 3 | 0 | 0 | 0 | 0 | 0 | 0 | 0
|  |  |  | Das Tola |  | 0 | 0 | 0 | 15 | 2 | 13 | 2 | 2 | 0 | 0 | 0 | 0 | 0
|  |  |  | Harijantola2 |  | 0 | 0 | 0 | 12 | 0 | 12 | 0 | 0 | 0 | 0 | 0 | 0 | 0
|  |  |  | Sub-Total |  | 0 | 0 | 0 | 50 | 2 | 48 | 2 | 2 | 0 | 0 | 0 | 0 | 0
|  |  | 38 | Bandha (Naya Tola) | 1066400 | 0 | 0 | 0 | 20 | 0 | 20 | 0 | 0 | 0 | 0 | 0 | 0 | 0
|  |  |  | Bandha |  | 0 | 0 | 0 | 24 | 0 | 24 | 0 | 0 | 0 | 0 | 0 | 1 | 0
|  |  |  | Harijan Tola |  | 0 | 0 | 0 | 44 | 0 | 44 | 0 | 0 | 0 | 0 | 0 | 0 | 1
|  |  |  | Santi Niketan |  | 0 | 0 | 0 | 3 | 0 | 3 | 0 | 0 | 0 | 0 | 0 | 0 | 0
|  |  |  | Sub-Total |  | 0 | 0 | 0 | 91 | 0 | 91 | 0 | 0 | 0 | 0 | 0 | 1 | 1
|  |  | 39 | Barhampur | 1066500 | 0 | 0 | 0 | 0 | 0 | 0 | 0 | 0 | 0 | 0 | 0 | 0 | 0
|  |  |  | Sub-Total |  | 0 | 0 | 0 | 0 | 0 | 0 | 0 | 0 | 0 | 0 | 0 | 0 | 0
|  |  | 40 | Charkipahari (Santhal Tola) | 1066600 | 1 | 1 | 0 | 42 | 42 | 0 | 4 | 4 | 0 | 0 | 0 | 0 | 1
|  |  |  | Pandit tola |  | 0 | 0 | 0 | 0 | 0 | 0 | 0 | 0 | 0 | 0 | 0 | 0 | 0
|  |  |  | Sub-Total |  | 1 | 1 | 0 | 42 | 42 | 0 | 4 | 4 | 0 | 0 | 0 | 0 | 1
|  |  | 41 | Ghordaura | 1066900 | 0 | 0 | 0 | 10 | 0 | 10 | 0 | 0 | 0 | 0 | 0 | 0 | 0
|  |  |  | Harigan tola |  | 1 | 0 | 1 | 10 | 0 | 10 | 0 | 0 | 0 | 0 | 0 | 0 | 0
|  |  |  | Sub-Total |  | 1 | 0 | 1 | 20 | 0 | 20 | 0 | 0 | 0 | 0 | 0 | 0 | 0
|  |  | 42 | Bhikhoa | 1067200 | 0 | 0 | 0 | 14 | 0 | 14 | 0 | 0 | 0 | 0 | 0 | 0 | 0
|  |  |  | Raut tola |  | 0 | 0 | 0 | 30 | 4 | 26 | 4 | 4 | 0 | 0 | 0 | 0 | 0
|  |  |  | Yadav Tola |  | 0 | 0 | 0 | 22 | 3 | 19 | 3 | 3 | 0 | 0 | 0 | 0 | 0
|  |  |  | Sub-Total |  | 0 | 0 | 0 | 66 | 7 | 59 | 7 | 7 | 0 | 0 | 0 | 0 | 0
|  |  | 43 | Karankol ( Harijan tola) | 1067600 | 0 | 0 | 0 | 39 | 17 | 22 | 17 | 17 | 0 | 0 | 0 | 0 | 1
|  |  |  | Jha tola |  | 0 | 0 | 0 | 0 | 0 | 0 | 0 | 0 | 0 | 0 | 0 | 0 | 1
|  |  |  | Sub-Total |  | 0 | 0 | 0 | 39 | 17 | 22 | 17 | 17 | 0 | 0 | 0 | 0 | 2
|  |  | 44 | Titmo | 1068100 | 0 | 0 | 0 | 14 | 5 | 9 | 5 | 5 | 0 | 0 | 0 | 0 | 0
|  |  |  | Nicha Tola |  | 0 | 0 | 0 | 20 | 5 | 15 | 5 | 5 | 0 | 0 | 0 | 0 | 1
|  |  |  | Sub-Total |  | 0 | 0 | 0 | 34 | 10 | 24 | 10 | 10 | 0 | 0 | 0 | 0 | 1
|  |  | 45 | Baliyachauki Surangi | 1068300 | 0 | 0 | 0 | 18 | 2 | 16 | 2 | 2 | 0 | 0 | 0 | 0 | 0
|  |  |  | Santhal tola |  | 1 | 0 | 1 | 13 | 0 | 13 | 3 | 0 | 3 | 0 | 0 | 0 | 0
|  |  |  | Sub-Total |  | 1 | 0 | 1 | 31 | 2 | 29 | 5 | 2 | 3 | 0 | 0 | 0 | 0
|  |  | 46 | Gaura (Harijan Tola 2) | 1068700 | 0 | 0 | 0 | 0 | 0 | 0 | 0 | 0 | 0 | 0 | 0 | 0 | 0
|  |  |  | Nawadih |  | 0 | 0 | 0 | 14 | 5 | 9 | 5 | 5 | 0 | 0 | 0 | 1 | 1
|  |  |  | Tate Jora |  | 1 | 0 | 1 | 20 | 0 | 20 | 3 | 0 | 3 | 0 | 0 | 0 | 0
|  |  |  | Sub-Total |  | 1 | 0 | 1 | 34 | 5 | 29 | 8 | 5 | 3 | 0 | 0 | 1 | 1
|  |  | 47 | Dasdih | 1068800 | 0 | 0 | 0 | 0 | 0 | 0 | 0 | 0 | 0 | 0 | 0 | 0 | 1
|  |  |  | Dasdih (Harijan tola) |  | 1 | 0 | 1 | 39 | 0 | 39 | 11 | 0 | 11 | 0 | 0 | 0 | 0
|  |  |  | Sub-Total |  | 1 | 0 | 1 | 39 | 0 | 39 | 11 | 0 | 11 | 0 | 0 | 0 | 1
|  |  | 48 | Kumardih | 1068900 | 0 | 0 | 0 | 7 | 0 | 7 | 0 | 0 | 0 | 0 | 0 | 0 | 0
|  |  |  | Harijan tola |  | 0 | 0 | 0 | 9 | 1 | 8 | 1 | 1 | 0 | 0 | 0 | 0 | 0
|  |  |  | Sub-Total |  | 0 | 0 | 0 | 16 | 1 | 15 | 1 | 1 | 0 | 0 | 0 | 0 | 0
|  |  | 49 | Bhadwari | 1069000 | 1 | 1 | 0 | 26 | 26 | 0 | 9 | 9 | 0 | 0 | 0 | 0 | 0
|  |  |  | Sub-Total |  | 1 | 1 | 0 | 26 | 26 | 0 | 9 | 9 | 0 | 0 | 0 | 0 | 0
|  |  | 50 | Simrapoj (Dubey Tola) | 1069100 | 0 | 0 | 0 | 3 | 1 | 2 | 1 | 1 | 0 | 0 | 0 | 1 | 1
|  |  |  | Ghatwari Tola |  | 0 | 0 | 0 | 9 | 9 | 0 | 9 | 9 | 0 | 0 | 0 | 0 | 0
|  |  |  | Sub-Total |  | 0 | 0 | 0 | 12 | 10 | 2 | 10 | 10 | 0 | 0 | 0 | 1 | 1
|  |  | 51 | Jamua (Uper Tola) | 1070000 | 0 | 0 | 0 | 39 | 7 | 32 | 7 | 7 | 0 | 0 | 0 | 0 | 0
|  |  |  | Pradhan Tola |  | 0 | 0 | 0 | 62 | 0 | 62 | 0 | 0 | 0 | 0 | 0 | 0 | 0
|  |  |  | Sub-Total |  | 0 | 0 | 0 | 101 | 7 | 94 | 7 | 7 | 0 | 0 | 0 | 0 | 0
|  |  | 52 | Kisnidih | 1070100 | 0 | 0 | 0 | 15 | 5 | 10 | 5 | 5 | 0 | 0 | 0 | 0 | 0
|  |  |  | Harijan Tola |  | 0 | 0 | 0 | 15 | 4 | 11 | 4 | 4 | 0 | 0 | 0 | 0 | 0
|  |  |  | Yadav Tola |  | 0 | 0 | 0 | 9 | 2 | 7 | 2 | 2 | 0 | 0 | 0 | 0 | 0
|  |  |  | Tapoban |  | 0 | 0 | 0 | 3 | 0 | 3 | 0 | 0 | 0 | 0 | 1 | 0 | 2
|  |  |  | Sub-Total |  | 0 | 0 | 0 | 42 | 11 | 31 | 11 | 11 | 0 | 0 | 1 | 0 | 2
|  |  | 53 | Chihardhandhiya | 1070300 | 0 | 0 | 0 | 20 | 2 | 18 | 2 | 2 | 0 | 0 | 0 | 0 | 1
|  |  |  | Sub-Total |  | 0 | 0 | 0 | 20 | 2 | 18 | 2 | 2 | 0 | 0 | 0 | 0 | 1
|  |  | 54 | Gaura (Harijan Tola) | 1070700 | 0 | 0 | 0 | 16 | 3 | 13 | 3 | 3 | 0 | 0 | 0 | 0 | 1
|  |  |  | Gaura (Harijan Tola 2) |  | 0 | 0 | 0 | 16 | 4 | 12 | 4 | 4 | 0 | 0 | 0 | 1 | 0
|  |  |  | Sub-Total |  | 0 | 0 | 0 | 32 | 7 | 25 | 7 | 7 | 0 | 0 | 0 | 1 | 1
|  |  | 55 | Dahua (Rajpat Tola) | 1070800 | 0 | 0 | 0 | 0 | 0 | 0 | 0 | 0 | 0 | 0 | 0 | 0 | 0
|  |  |  | Yadav Tola |  | 0 | 0 | 0 | 0 | 0 | 0 | 0 | 0 | 0 | 0 | 0 | 0 | 1
|  |  |  | Harijan Tola |  | 0 | 0 | 0 | 0 | 0 | 0 | 0 | 0 | 0 | 0 | 0 | 0 | 1
|  |  |  | Sub-Total |  | 0 | 0 | 0 | 0 | 0 | 0 | 0 | 0 | 0 | 0 | 0 | 0 | 2
|  |  | 56 | Bhorajamuan (Bahabar Tola) | 1070900 | 0 | 0 | 0 | 36 | 5 | 31 | 5 | 5 | 0 | 0 | 0 | 0 | 0
|  |  |  | Yadav Tola |  | 0 | 0 | 0 | 10 | 1 | 9 | 1 | 1 | 0 | 0 | 0 | 1 | 1
|  |  |  | Niche Tola |  | 1 | 0 | 1 | 17 | 0 | 17 | 0 | 0 | 0 | 0 | 0 | 0 | 0
|  |  |  | Sub-Total |  | 1 | 0 | 1 | 63 | 6 | 57 | 6 | 6 | 0 | 0 | 0 | 1 | 1
|  |  | 57 | Kusmatilha | 1071900 | 0 | 0 | 0 | 11 | 0 | 11 | 0 | 0 | 0 | 0 | 0 | 0 | 1
|  |  |  | M.D Tola |  | 0 | 0 | 0 | 8 | 0 | 8 | 0 | 0 | 0 | 0 | 0 | 0 | 0
|  |  |  | Harijan tola |  | 0 | 0 | 0 | 12 | 0 | 12 | 0 | 0 | 0 | 0 | 0 | 0 | 0
|  |  |  | Sub-Total |  | 0 | 0 | 0 | 31 | 0 | 31 | 0 | 0 | 0 | 0 | 0 | 0 | 1
|  |  | 58 | Biarajpur | 1072200 | 0 | 0 | 0 | 0 | 0 | 0 | 0 | 0 | 0 | 0 | 0 | 0 | 0
|  |  |  | Sub-Total |  | 0 | 0 | 0 | 0 | 0 | 0 | 0 | 0 | 0 | 0 | 0 | 0 | 0
|  |  | 59 | Kabilaspur | 1072300 | 0 | 0 | 0 | 0 | 0 | 0 | 0 | 0 | 0 | 0 | 0 | 0 | 0
|  |  |  | Roy Tola |  | 0 | 0 | 0 | 0 | 0 | 0 | 0 | 0 | 0 | 0 | 0 | 0 | 0
|  |  |  | Sub-Total |  | 0 | 0 | 0 | 0 | 0 | 0 | 0 | 0 | 0 | 0 | 0 | 0 | 0
|  |  | 60 | Mahesmara | 1072400 | 0 | 0 | 0 | 20 | 1 | 19 | 1 | 1 | 0 | 0 | 0 | 0 | 0
|  |  |  | Naya Tola |  | 0 | 0 | 0 | 8 | 0 | 8 | 0 | 0 | 0 | 0 | 0 | 0 | 0
|  |  |  | Telaper Tola |  | 0 | 0 | 0 | 15 | 0 | 15 | 0 | 0 | 0 | 0 | 0 | 1 | 0
|  |  |  | Harijan Tola |  | 0 | 0 | 0 | 38 | 8 | 30 | 8 | 8 | 0 | 0 | 0 | 0 | 0
|  |  |  | Sub-Total |  | 0 | 0 | 0 | 81 | 9 | 72 | 9 | 9 | 0 | 0 | 0 | 1 | 0
|  |  | 61 | Athmuria | 1072900 | 0 | 0 | 0 | 5 | 2 | 3 | 2 | 2 | 0 | 0 | 0 | 0 | 0
|  |  |  | Harijan tola1 |  | 1 | 0 | 1 | 4 | 0 | 4 | 0 | 0 | 0 | 0 | 0 | 0 | 0
|  |  |  | Harijan tola 2 |  | 1 | 0 | 1 | 5 | 0 | 5 | 0 | 0 | 0 | 0 | 0 | 0 | 0
|  |  |  | Niche tola1 |  | 0 | 0 | 0 | 16 | 0 | 16 | 0 | 0 | 0 | 0 | 0 | 0 | 0
|  |  |  | Niche tola 2 |  | 0 | 0 | 0 | 5 | 0 | 5 | 0 | 0 | 0 | 0 | 0 | 0 | 0
|  |  |  | Sub-Total |  | 2 | 0 | 2 | 35 | 2 | 33 | 2 | 2 | 0 | 0 | 0 | 0 | 0
|  |  | 62 | Malhara (Kumar Tola) | 1073000 | 0 | 0 | 0 | 3 | 0 | 3 | 0 | 0 | 0 | 0 | 0 | 0 | 0
|  |  |  | Pujhar Tola |  | 0 | 0 | 0 | 40 | 0 | 40 | 0 | 0 | 0 | 0 | 0 | 0 | 0
|  |  |  | Thakur tola |  | 0 | 0 | 0 | 0 | 0 | 0 | 0 | 0 | 0 | 0 | 0 | 0 | 0
|  |  |  | Harizan Tola |  | 0 | 0 | 0 | 2 | 0 | 2 | 0 | 0 | 0 | 0 | 0 | 0 | 0
|  |  |  | Raban Tola |  | 0 | 0 | 0 | 59 | 0 | 59 | 0 | 0 | 0 | 0 | 0 | 0 | 0
|  |  |  | Naya Tola |  | 0 | 0 | 0 | 63 | 0 | 63 | 0 | 0 | 0 | 0 | 0 | 0 | 0
|  |  |  | Sub-Total |  | 0 | 0 | 0 | 167 | 0 | 167 | 0 | 0 | 0 | 0 | 0 | 0 | 0
|  |  | 63 | Tarabad | 1073300 | 0 | 0 | 0 | 9 | 5 | 4 | 5 | 5 | 0 | 0 | 0 | 0 | 3
|  |  |  | Niche Tola |  | 0 | 0 | 0 | 8 | 1 | 7 | 1 | 1 | 0 | 0 | 0 | 0 | 1
|  |  |  | 2. Beltikri |  | 0 | 0 | 0 | 5 | 1 | 4 | 1 | 1 | 0 | 0 | 0 | 0 | 2
|  |  |  | 3. Dahutaruper |  | 1 | 0 | 1 | 15 | 0 | 15 | 1 | 0 | 1 | 0 | 0 | 0 | 0
|  |  |  | Harijan Tola |  | 1 | 0 | 1 | 7 | 0 | 7 | 0 | 0 | 0 | 0 | 0 | 0 | 0
|  |  |  | Dahutar |  | 1 | 0 | 1 | 13 | 0 | 13 | 3 | 0 | 3 | 0 | 0 | 0 | 0
|  |  |  | 4. Kusumdih |  | 0 | 0 | 0 | 0 | 0 | 0 | 0 | 0 | 0 | 0 | 0 | 0 | 0
|  |  |  | 5. Lacmini Tar East |  | 0 | 0 | 0 | 0 | 0 | 0 | 0 | 0 | 0 | 0 | 0 | 0 | 0
|  |  |  | Lacmari Tar |  | 1 | 0 | 1 | 3 | 0 | 3 | 3 | 0 | 3 | 0 | 0 | 0 | 0
|  |  |  | Nawadih Tola |  | 1 | 0 | 1 | 6 | 0 | 6 | 1 | 0 | 1 | 0 | 0 | 0 | 0
|  |  |  | Sub-Total |  | 5 | 0 | 5 | 66 | 7 | 59 | 15 | 7 | 8 | 0 | 0 | 0 | 6
|  |  | 64 | Dumarthar | 1073800 | 0 | 0 | 0 | 0 | 0 | 0 | 0 | 0 | 0 | 0 | 0 | 0 | 1
|  |  |  | Yadav tola |  | 0 | 0 | 0 | 7 | 5 | 2 | 5 | 5 | 0 | 0 | 0 | 0 | 0
|  |  |  | Harijan tola |  | 0 | 0 | 0 | 6 | 1 | 5 | 1 | 1 | 0 | 0 | 0 | 0 | 0
|  |  |  | Rauth tola |  | 0 | 0 | 0 | 10 | 0 | 10 | 0 | 0 | 0 | 0 | 0 | 0 | 0
|  |  |  | Sub-Total |  | 0 | 0 | 0 | 23 | 6 | 17 | 6 | 6 | 0 | 0 | 0 | 0 | 1
|  |  | 65 | Singardih | 1074000 | 0 | 0 | 0 | 20 | 4 | 16 | 4 | 4 | 0 | 0 | 0 | 0 | 1
|  |  |  | Rawani Tola |  | 1 | 0 | 1 | 19 | 0 | 19 | 2 | 0 | 2 | 0 | 0 | 0 | 0
|  |  |  | Mandal tola |  | 1 | 0 | 1 | 17 | 0 | 17 | 5 | 0 | 5 | 0 | 0 | 0 | 0
|  |  |  | Uper tola |  | 1 | 0 | 1 | 28 | 0 | 28 | 6 | 0 | 6 | 0 | 0 | 0 | 0
|  |  |  | Chursiya Tola |  | 1 | 0 | 1 | 29 | 0 | 29 | 7 | 0 | 7 | 0 | 0 | 0 | 0
|  |  |  | Sub-Total |  | 4 | 0 | 4 | 113 | 4 | 109 | 24 | 4 | 20 | 0 | 0 | 0 | 1
|  |  | 66 | Patharchapti | 1074100 | 0 | 0 | 0 | 0 | 0 | 0 | 0 | 0 | 0 | 0 | 0 | 0 | 0
|  |  |  | Sub-Total |  | 0 | 0 | 0 | 0 | 0 | 0 | 0 | 0 | 0 | 0 | 0 | 0 | 0
|  |  | 67 | Birhabaran | 1074200 | 0 | 0 | 0 | 3 | 0 | 3 | 0 | 0 | 0 | 0 | 0 | 0 | 1
|  |  |  | Sub-Total |  | 0 | 0 | 0 | 3 | 0 | 3 | 0 | 0 | 0 | 0 | 0 | 0 | 1
|  |  | 68 | Rangamodichak ( Roy Tola) | 1074300 | 0 | 0 | 0 | 0 | 0 | 0 | 0 | 0 | 0 | 0 | 0 | 0 | 0
|  |  |  | Yadav tola-I |  | 0 | 0 | 0 | 0 | 0 | 0 | 0 | 0 | 0 | 0 | 0 | 0 | 0
|  |  |  | Naya Tola |  | 1 | 0 | 1 | 8 | 0 | 8 | 1 | 0 | 1 | 0 | 0 | 0 | 0
|  |  |  | Yadav Tola - II |  | 1 | 0 | 1 | 15 | 0 | 15 | 1 | 0 | 1 | 0 | 0 | 0 | 0
|  |  |  | Sub-Total |  | 2 | 0 | 2 | 23 | 0 | 23 | 2 | 0 | 2 | 0 | 0 | 0 | 0
|  |  | 69 | Latwabaran(Midle tola) | 1074500 | 0 | 0 | 0 | 6 | 0 | 6 | 0 | 0 | 0 | 0 | 0 | 0 | 0
|  |  |  | Niche tola |  | 0 | 0 | 0 | 7 | 0 | 7 | 0 | 0 | 0 | 0 | 0 | 0 | 0
|  |  |  | Uper tola |  | 0 | 0 | 0 | 8 | 0 | 8 | 0 | 0 | 0 | 0 | 0 | 0 | 0
|  |  |  | Sub-Total |  | 0 | 0 | 0 | 21 | 0 | 21 | 0 | 0 | 0 | 0 | 0 | 0 | 0
|  |  | 70 | Barmasiya | 1074700 | 0 | 0 | 0 | 26 | 0 | 26 | 0 | 0 | 0 | 0 | 0 | 0 | 0
|  |  |  | Sub-Total |  | 0 | 0 | 0 | 26 | 0 | 26 | 0 | 0 | 0 | 0 | 0 | 0 | 0
|  |  | 71 | Chhota Janaki | 1074800 | 0 | 0 | 0 | 30 | 5 | 25 | 5 | 5 | 0 | 0 | 0 | 0 | 0
|  |  |  | Sub-Total |  | 0 | 0 | 0 | 30 | 5 | 25 | 5 | 5 | 0 | 0 | 0 | 0 | 0
|  |  | 72 | Kathia Janaki(Mandal tola) | 1074900 | 0 | 0 | 0 | 0 | 0 | 0 | 0 | 0 | 0 | 0 | 0 | 0 | 0
|  |  |  | Yadav tola |  | 0 | 0 | 0 | 0 | 0 | 0 | 0 | 0 | 0 | 0 | 0 | 0 | 0
|  |  |  | Harijan tola |  | 0 | 0 | 0 | 7 | 1 | 6 | 1 | 1 | 0 | 0 | 0 | 0 | 1
|  |  |  | Sub-Total |  | 0 | 0 | 0 | 7 | 1 | 6 | 1 | 1 | 0 | 0 | 0 | 0 | 1
|  |  | 73 | Dharhi Kolhariya | 1075000 | 0 | 0 | 0 | 3 | 0 | 3 | 0 | 0 | 0 | 0 | 0 | 0 | 0
|  |  |  | Sub-Total |  | 0 | 0 | 0 | 3 | 0 | 3 | 0 | 0 | 0 | 0 | 0 | 0 | 0
|  |  | 74 | Barakala (Tola) | 1075900 | 0 | 0 | 0 | 10 | 0 | 10 | 0 | 0 | 0 | 0 | 0 | 1 | 0
|  |  |  | Harijan tola 1 |  | 0 | 0 | 0 | 3 | 0 | 3 | 0 | 0 | 0 | 0 | 0 | 0 | 0
|  |  |  | Harijan tola 2 |  | 0 | 0 | 0 | 4 | 0 | 4 | 0 | 0 | 0 | 0 | 0 | 0 | 1
|  |  |  | Santhal tola |  | 0 | 0 | 0 | 1 | 0 | 1 | 0 | 0 | 0 | 0 | 0 | 0 | 0
|  |  |  | Mandal tola |  | 0 | 0 | 0 | 0 | 0 | 0 | 0 | 0 | 0 | 0 | 0 | 0 | 0
|  |  |  | Danga tola |  | 0 | 0 | 0 | 3 | 0 | 3 | 0 | 0 | 0 | 0 | 0 | 0 | 0
|  |  |  | Thakur tola |  | 0 | 0 | 0 | 0 | 0 | 0 | 0 | 0 | 0 | 0 | 0 | 0 | 0
|  |  |  | Sub-Total |  | 0 | 0 | 0 | 21 | 0 | 21 | 0 | 0 | 0 | 0 | 0 | 1 | 1
|  |  | 75 | Dahijor | 1077100 | 0 | 0 | 0 | 0 | 0 | 0 | 0 | 0 | 0 | 0 | 0 | 0 | 0
|  |  |  | Middle Tola |  | 0 | 0 | 0 | 11 | 3 | 8 | 3 | 3 | 0 | 0 | 0 | 0 | 1
|  |  |  | Niche Tola |  | 0 | 0 | 0 | 1 | 0 | 1 | 0 | 0 | 0 | 0 | 0 | 0 | 0
|  |  |  | Sub-Total |  | 0 | 0 | 0 | 12 | 3 | 9 | 3 | 3 | 0 | 0 | 0 | 0 | 1
|  |  | 76 | Barsatiya | 1077500 | 0 | 0 | 0 | 2 | 0 | 2 | 0 | 0 | 0 | 0 | 0 | 0 | 0
|  |  |  | Sub-Total |  | 0 | 0 | 0 | 2 | 0 | 2 | 0 | 0 | 0 | 0 | 0 | 0 | 0
|  |  | 77 | Banka | 1077600 | 1 | 1 | 0 | 40 | 40 | 0 | 2 | 2 | 0 | 0 | 0 | 0 | 3
|  |  |  | Mayur Nach |  | 0 | 0 | 0 | 0 | 0 | 0 | 0 | 0 | 0 | 0 | 0 | 0 | 0
|  |  |  | Danpara |  | 1 | 0 | 1 | 26 | 0 | 26 | 7 | 0 | 7 | 0 | 0 | 0 | 0
|  |  |  | Ghatwal Tola |  | 1 | 0 | 1 | 20 | 0 | 20 | 1 | 0 | 1 | 0 | 0 | 0 | 0
|  |  |  | Pujhar Tola |  | 1 | 0 | 1 | 13 | 0 | 13 | 0 | 0 | 0 | 0 | 0 | 0 | 0
|  |  |  | Sub-Total |  | 4 | 1 | 3 | 99 | 40 | 59 | 10 | 2 | 8 | 0 | 0 | 0 | 3
|  |  | 78 | Dumariya | 1077800 | 0 | 0 | 0 | 12 | 0 | 12 | 0 | 0 | 0 | 0 | 0 | 0 | 1
|  |  |  | Borenper Tola |  | 0 | 0 | 0 | 35 | 4 | 31 | 4 | 4 | 0 | 0 | 0 | 0 | 1
|  |  |  | School Tola |  | 0 | 0 | 0 | 7 | 0 | 7 | 0 | 0 | 0 | 0 | 0 | 0 | 0
|  |  |  | Sub-Total |  | 0 | 0 | 0 | 54 | 4 | 50 | 4 | 4 | 0 | 0 | 0 | 0 | 2
|  |  | 79 | Beltikri | 1078000 | 0 | 0 | 0 | 0 | 0 | 0 | 0 | 0 | 0 | 0 | 0 | 0 | 0
|  |  |  | Mahato Tola |  | 0 | 0 | 0 | 0 | 0 | 0 | 0 | 0 | 0 | 0 | 0 | 0 | 0
|  |  |  | Thakur tola |  | 0 | 0 | 0 | 2 | 0 | 2 | 0 | 0 | 0 | 0 | 0 | 0 | 0
|  |  |  | Santhal tola |  | 0 | 0 | 0 | 3 | 0 | 3 | 0 | 0 | 0 | 0 | 0 | 0 | 0
|  |  |  | Sub-Total |  | 0 | 0 | 0 | 5 | 0 | 5 | 0 | 0 | 0 | 0 | 0 | 0 | 0
|  |  | 80 | Dhawatanr | 1078100 | 0 | 0 | 0 | 0 | 0 | 0 | 0 | 0 | 0 | 0 | 0 | 0 | 0
|  |  |  | Dangal Tola |  | 1 | 0 | 1 | 8 | 0 | 8 | 0 | 0 | 0 | 0 | 0 | 0 | 0
|  |  |  | Sub-Total |  | 1 | 0 | 1 | 8 | 0 | 8 | 0 | 0 | 0 | 0 | 0 | 0 | 0
|  |  | 81 | Domohan (Niche Tola) | 1078500 | 0 | 0 | 0 | 0 | 0 | 0 | 0 | 0 | 0 | 0 | 0 | 0 | 0
|  |  |  | Yadav Tola |  | 1 | 0 | 1 | 17 | 0 | 17 | 1 | 0 | 1 | 0 | 0 | 0 | 0
|  |  |  | Tante Tola |  | 1 | 0 | 1 | 7 | 0 | 7 | 0 | 0 | 0 | 0 | 0 | 0 | 0
|  |  |  | Sub-Total |  | 2 | 0 | 2 | 24 | 0 | 24 | 1 | 0 | 1 | 0 | 0 | 0 | 0
|  |  | 82 | Hathwari | 1079200 | 0 | 0 | 0 | 5 | 5 | 0 | 5 | 5 | 0 | 0 | 0 | 0 | 0
|  |  |  | Sub-Total |  | 0 | 0 | 0 | 5 | 5 | 0 | 5 | 5 | 0 | 0 | 0 | 0 | 0
|  |  | 83 | Jhilighat(Bhuturai tola) | 1079600 | 0 | 0 | 0 | 2 | 0 | 2 | 0 | 0 | 0 | 0 | 0 | 0 | 0
|  |  |  | Harijan tola 1 |  | 1 | 0 | 1 | 18 | 0 | 18 | 3 | 0 | 3 | 0 | 0 | 0 | 0
|  |  |  | Harijan tola 2 |  | 1 | 0 | 1 | 16 | 0 | 16 | 3 | 0 | 3 | 0 | 0 | 0 | 0
|  |  |  | Sub-Total |  | 2 | 0 | 2 | 36 | 0 | 36 | 6 | 0 | 6 | 0 | 0 | 0 | 0
|  |  | 84 | Jogikupa | 1080000 | 0 | 0 | 0 | 17 | 0 | 17 | 0 | 0 | 0 | 0 | 0 | 0 | 0
|  |  |  | Niche tola |  | 0 | 0 | 0 | 12 | 2 | 10 | 2 | 2 | 0 | 0 | 0 | 0 | 0
|  |  |  | Sub-Total |  | 0 | 0 | 0 | 29 | 2 | 27 | 2 | 2 | 0 | 0 | 0 | 0 | 0
|  |  | 85 | Pharkasamra | 1080100 | 0 | 0 | 0 | 0 | 0 | 0 | 0 | 0 | 0 | 0 | 0 | 0 | 1
|  |  |  | Nai tola |  | 0 | 0 | 0 | 0 | 0 | 0 | 0 | 0 | 0 | 0 | 0 | 0 | 0
|  |  |  | Uper tola |  | 0 | 0 | 0 | 26 | 3 | 23 | 3 | 3 | 0 | 0 | 0 | 0 | 0
|  |  |  | Niche tola |  | 1 | 0 | 1 | 11 | 0 | 11 | 0 | 0 | 0 | 0 | 0 | 0 | 0
|  |  |  | Manjhi tola |  | 0 | 0 | 0 | 14 | 0 | 14 | 0 | 0 | 0 | 0 | 0 | 0 | 0
|  |  |  | Mandal tola |  | 0 | 0 | 0 | 4 | 0 | 4 | 0 | 0 | 0 | 0 | 0 | 0 | 0
|  |  |  | Sub-Total |  | 1 | 0 | 1 | 55 | 3 | 52 | 3 | 3 | 0 | 0 | 0 | 0 | 1
|  |  | 86 | Mahuadabar (Mahto Tola) | 1080300 | 0 | 0 | 0 | 5 | 0 | 5 | 0 | 0 | 0 | 0 | 0 | 0 | 0
|  |  |  | Chaudhari Tola |  | 0 | 0 | 0 | 3 | 3 | 0 | 3 | 3 | 0 | 0 | 0 | 0 | 0
|  |  |  | Sub-Total |  | 0 | 0 | 0 | 8 | 3 | 5 | 3 | 3 | 0 | 0 | 0 | 0 | 0
|  |  | 87 | Padumbana | 1080400 | 0 | 0 | 0 | 4 | 3 | 1 | 3 | 3 | 0 | 0 | 0 | 0 | 0
|  |  |  | Sub-Total |  | 0 | 0 | 0 | 4 | 3 | 1 | 3 | 3 | 0 | 0 | 0 | 0 | 0
|  |  | 88 | Arazi Padumbana | 1080500 | 0 | 0 | 0 | 0 | 0 | 0 | 0 | 0 | 0 | 0 | 0 | 0 | 0
|  |  |  | Sub-Total |  | 0 | 0 | 0 | 0 | 0 | 0 | 0 | 0 | 0 | 0 | 0 | 0 | 0
|  |  | 89 | Charkipahari | 1080900 | 0 | 0 | 0 | 0 | 0 | 0 | 0 | 0 | 0 | 0 | 0 | 0 | 1
|  |  |  | Road tola |  | 0 | 0 | 0 | 4 | 3 | 1 | 3 | 3 | 0 | 0 | 0 | 0 | 0
|  |  |  | Santhal tola |  | 0 | 0 | 0 | 0 | 0 | 0 | 0 | 0 | 0 | 0 | 0 | 0 | 0
|  |  |  | Yadav tola |  | 1 | 0 | 1 | 18 | 0 | 18 | 8 | 0 | 8 | 0 | 0 | 0 | 0
|  |  |  | Sub-Total |  | 1 | 0 | 1 | 22 | 3 | 19 | 11 | 3 | 8 | 0 | 0 | 0 | 1
|  |  | 90 | Baghduba (Harijan Tola) | 1081100 | 0 | 0 | 0 | 27 | 0 | 27 | 0 | 0 | 0 | 0 | 0 | 0 | 2
|  |  |  | Bagudbu |  | 1 | 0 | 1 | 6 | 0 | 6 | 1 | 0 | 1 | 0 | 0 | 0 | 0
|  |  |  | Pujhar |  | 1 | 0 | 1 | 26 | 0 | 26 | 7 | 0 | 7 | 0 | 0 | 0 | 0
|  |  |  | Sub-Total |  | 2 | 0 | 2 | 59 | 0 | 59 | 8 | 0 | 8 | 0 | 0 | 0 | 2
|  |  | 91 | Baijandih (Napit Tola) | 1081300 | 0 | 0 | 0 | 7 | 4 | 3 | 4 | 4 | 0 | 0 | 0 | 0 | 0
|  |  |  | Harijan Tola |  | 0 | 0 | 0 | 8 | 3 | 5 | 3 | 3 | 0 | 0 | 0 | 0 | 0
|  |  |  | Babandih |  | 0 | 0 | 0 | 8 | 3 | 5 | 3 | 3 | 0 | 0 | 0 | 0 | 0
|  |  |  | Naya Tola |  | 0 | 0 | 0 | 4 | 1 | 3 | 1 | 1 | 0 | 0 | 0 | 0 | 0
|  |  |  | Sub-Total |  | 0 | 0 | 0 | 27 | 11 | 16 | 11 | 11 | 0 | 0 | 0 | 0 | 0
|  |  | 92 | Suardahi (Mahato Tola) | 1081500 | 0 | 0 | 0 | 5 | 4 | 1 | 4 | 4 | 0 | 0 | 0 | 0 | 0
|  |  |  | Harijan Tola |  | 0 | 0 | 0 | 15 | 4 | 11 | 4 | 4 | 0 | 0 | 0 | 0 | 0
|  |  |  | Mandal tola |  | 0 | 0 | 0 | 23 | 2 | 21 | 2 | 2 | 0 | 0 | 0 | 0 | 0
|  |  |  | Sub-Total |  | 0 | 0 | 0 | 43 | 10 | 33 | 10 | 10 | 0 | 0 | 0 | 0 | 0
|  |  | 93 | Chhotbahiari | 1081700 | 0 | 0 | 0 | 0 | 0 | 0 | 0 | 0 | 0 | 0 | 0 | 0 | 0
|  |  |  | Yadav tola |  | 0 | 0 | 0 | 0 | 0 | 0 | 0 | 0 | 0 | 0 | 0 | 0 | 0
|  |  |  | Santhal tola |  | 1 | 0 | 1 | 21 | 0 | 21 | 12 | 0 | 12 | 0 | 0 | 0 | 0
|  |  |  | Sub-Total |  | 1 | 0 | 1 | 21 | 0 | 21 | 12 | 0 | 12 | 0 | 0 | 0 | 0
|  |  | 94 | Hirakanali | 1081800 | 0 | 0 | 0 | 0 | 0 | 0 | 0 | 0 | 0 | 0 | 0 | 0 | 0
|  |  |  | Dangal Tola |  | 0 | 0 | 0 | 0 | 0 | 0 | 0 | 0 | 0 | 0 | 0 | 0 | 0
|  |  |  | Yadav tola |  | 0 | 0 | 0 | 0 | 0 | 0 | 0 | 0 | 0 | 0 | 0 | 0 | 0
|  |  |  | Sub-Total |  | 0 | 0 | 0 | 0 | 0 | 0 | 0 | 0 | 0 | 0 | 0 | 0 | 0
|  |  | 95 | Khaspalag Chhit | 1082100 | 0 | 0 | 0 | 2 | 2 | 0 | 2 | 2 | 0 | 0 | 0 | 0 | 0
|  |  |  | Sub-Total |  | 0 | 0 | 0 | 2 | 2 | 0 | 2 | 2 | 0 | 0 | 0 | 0 | 0
|  |  | 96 | Chopa (Uper Tola | 1082700 | 0 | 0 | 0 | 0 | 0 | 0 | 0 | 0 | 0 | 0 | 0 | 1 | 0
|  |  |  | Tante Tola |  | 0 | 0 | 0 | 3 | 1 | 2 | 1 | 1 | 0 | 0 | 0 | 0 | 0
|  |  |  | Mahato Tola |  | 0 | 0 | 0 | 1 | 0 | 1 | 0 | 0 | 0 | 0 | 0 | 0 | 1
|  |  |  | Dangal Tola |  | 1 | 0 | 1 | 11 | 0 | 11 | 2 | 0 | 2 | 0 | 0 | 0 | 0
|  |  |  | Niche tola |  | 1 | 0 | 1 | 7 | 0 | 7 | 0 | 0 | 0 | 0 | 0 | 0 | 0
|  |  |  | Sub-Total |  | 2 | 0 | 2 | 22 | 1 | 21 | 3 | 1 | 2 | 0 | 0 | 1 | 1
|  |  | 97 | Dudhaniya | 1083000 | 0 | 0 | 0 | 0 | 0 | 0 | 0 | 0 | 0 | 0 | 0 | 0 | 3
|  |  |  | Napit tola |  | 1 | 0 | 1 | 17 | 0 | 17 | 0 | 0 | 0 | 0 | 0 | 0 | 0
|  |  |  | Sub-Total |  | 1 | 0 | 1 | 17 | 0 | 17 | 0 | 0 | 0 | 0 | 0 | 0 | 3
|  |  | 98 | Chakarman | 1083100 | 0 | 0 | 0 | 2 | 0 | 2 | 0 | 0 | 0 | 0 | 0 | 0 | 0
|  |  |  | Ghatwari Tola |  | 0 | 0 | 0 | 11 | 1 | 10 | 1 | 1 | 0 | 0 | 0 | 0 | 0
|  |  |  | Harijan Tola |  | 1 | 1 | 0 | 54 | 54 | 0 | 1 | 1 | 0 | 0 | 0 | 0 | 1
|  |  |  | Dhobi tola |  | 0 | 0 | 0 | 19 | 0 | 19 | 0 | 0 | 0 | 0 | 0 | 0 | 0
|  |  |  | Sub-Total |  | 1 | 1 | 0 | 86 | 55 | 31 | 2 | 2 | 0 | 0 | 0 | 0 | 1
|  |  | 99 | Marikdih | 1083300 | 0 | 0 | 0 | 6 | 0 | 6 | 0 | 0 | 0 | 0 | 0 | 0 | 0
|  |  |  | Harijan tola 1 |  | 0 | 0 | 0 | 0 | 0 | 0 | 0 | 0 | 0 | 0 | 0 | 0 | 0
|  |  |  | Harijan tola 2 |  | 0 | 0 | 0 | 3 | 0 | 3 | 0 | 0 | 0 | 0 | 0 | 0 | 0
|  |  |  | Mahato tola |  | 1 | 0 | 1 | 22 | 0 | 22 | 0 | 0 | 0 | 0 | 0 | 0 | 0
|  |  |  | Sub-Total |  | 1 | 0 | 1 | 31 | 0 | 31 | 0 | 0 | 0 | 0 | 0 | 0 | 0
|  |  | 100 | Arazi Rhawi | 1083600 | 0 | 0 | 0 | 11 | 1 | 10 | 1 | 1 | 0 | 0 | 0 | 0 | 0
|  |  |  | Harijan tola 1 |  | 0 | 0 | 0 | 12 | 2 | 10 | 2 | 2 | 0 | 0 | 0 | 0 | 0
|  |  |  | Harijan tola 2 |  | 1 | 0 | 1 | 4 | 0 | 4 | 0 | 0 | 0 | 0 | 0 | 0 | 0
|  |  |  | Niche tola |  | 1 | 0 | 1 | 28 | 0 | 28 | 1 | 0 | 1 | 0 | 0 | 0 | 0
|  |  |  | Dangal tola |  | 1 | 0 | 1 | 6 | 0 | 6 | 0 | 0 | 0 | 0 | 0 | 0 | 0
|  |  |  | Sub-Total |  | 3 | 0 | 3 | 61 | 3 | 58 | 4 | 3 | 1 | 0 | 0 | 0 | 0
|  |  | 101 | Mohanpur | 1083700 | 0 | 0 | 0 | 0 | 0 | 0 | 0 | 0 | 0 | 0 | 0 | 1 | 1
|  |  |  | Bajar tola |  | 1 | 0 | 1 | 24 | 0 | 24 | 0 | 0 | 0 | 0 | 0 | 0 | 0
|  |  |  | Sub-Total |  | 1 | 0 | 1 | 24 | 0 | 24 | 0 | 0 | 0 | 0 | 0 | 1 | 1
|  |  | 102 | Singhraydih | 1084200 | 0 | 0 | 0 | 0 | 0 | 0 | 0 | 0 | 0 | 0 | 0 | 1 | 1
|  |  |  | Sub-Total |  | 0 | 0 | 0 | 0 | 0 | 0 | 0 | 0 | 0 | 0 | 0 | 1 | 1
|  |  | 103 | Tasariya | 1084600 | 0 | 0 | 0 | 4 | 2 | 2 | 2 | 2 | 0 | 0 | 0 | 0 | 0
|  |  |  | Sub-Total |  | 0 | 0 | 0 | 4 | 2 | 2 | 2 | 2 | 0 | 0 | 0 | 0 | 0
|  |  | 104 | Pathri | 1085500 | 0 | 0 | 0 | 68 | 1 | 67 | 1 | 1 | 0 | 0 | 0 | 0 | 0
|  |  |  | Sub-Total |  | 0 | 0 | 0 | 68 | 1 | 67 | 1 | 1 | 0 | 0 | 0 | 0 | 0
|  |  | 105 | Bansdiha (Gobar Tilha) | 1089200 | 0 | 0 | 0 | 6 | 1 | 5 | 1 | 1 | 0 | 0 | 0 | 0 | 0
|  |  |  | Harijan Tola(II) |  | 0 | 0 | 0 | 43 | 3 | 40 | 3 | 3 | 0 | 0 | 0 | 0 | 0
|  |  |  | Baldiha |  | 0 | 0 | 0 | 23 | 2 | 21 | 2 | 2 | 0 | 0 | 0 | 0 | 0
|  |  |  | Dangal tola |  | 0 | 0 | 0 | 19 | 4 | 15 | 4 | 4 | 0 | 0 | 0 | 0 | 1
|  |  |  | Harijan Tola |  | 0 | 0 | 0 | 16 | 1 | 15 | 1 | 1 | 0 | 0 | 0 | 0 | 0
|  |  |  | Sub-Total |  | 0 | 0 | 0 | 107 | 11 | 96 | 11 | 11 | 0 | 0 | 0 | 0 | 1
|  |  | 106 | Sirsananthar | 1089400 | 0 | 0 | 0 | 15 | 2 | 13 | 2 | 2 | 0 | 0 | 0 | 0 | 0
|  |  |  | Harijan Tola |  | 0 | 0 | 0 | 32 | 6 | 26 | 6 | 6 | 0 | 0 | 0 | 0 | 1
|  |  |  | Sub-Total |  | 0 | 0 | 0 | 47 | 8 | 39 | 8 | 8 | 0 | 0 | 0 | 0 | 1
|  |  | 107 | Tiurpahar | 1090000 | 0 | 0 | 0 | 0 | 0 | 0 | 0 | 0 | 0 | 0 | 0 | 0 | 0
|  |  |  | Sub-Total |  | 0 | 0 | 0 | 0 | 0 | 0 | 0 | 0 | 0 | 0 | 0 | 0 | 0
|  |  | 108 | Patjor | 1090900 | 0 | 0 | 0 | 4 | 2 | 2 | 2 | 2 | 0 | 0 | 0 | 0 | 0
|  |  |  | Muslim Tola-i |  | 0 | 0 | 0 | 4 | 1 | 3 | 1 | 1 | 0 | 0 | 0 | 0 | 1
|  |  |  | Muslim Tola-II |  | 0 | 0 | 0 | 8 | 1 | 7 | 1 | 1 | 0 | 0 | 0 | 0 | 0
|  |  |  | School Tola |  | 0 | 0 | 0 | 6 | 1 | 5 | 1 | 1 | 0 | 0 | 0 | 1 | 0
|  |  |  | Sub-Total |  | 0 | 0 | 0 | 22 | 5 | 17 | 5 | 5 | 0 | 0 | 0 | 1 | 1
|  |  | 109 | Dudhwajor | 1091200 | 0 | 0 | 0 | 24 | 5 | 19 | 5 | 5 | 0 | 0 | 0 | 0 | 0
|  |  |  | Sub-Total |  | 0 | 0 | 0 | 24 | 5 | 19 | 5 | 5 | 0 | 0 | 0 | 0 | 0
|  |  | 110 | Siktiya | 1091600 | 0 | 0 | 0 | 27 | 6 | 21 | 6 | 6 | 0 | 0 | 0 | 1 | 0
|  |  |  | Tanti tola |  | 0 | 0 | 0 | 13 | 0 | 13 | 0 | 0 | 0 | 0 | 0 | 0 | 0
|  |  |  | Road side tola |  | 0 | 0 | 0 | 7 | 0 | 7 | 0 | 0 | 0 | 0 | 0 | 0 | 0
|  |  |  | Sub-Total |  | 0 | 0 | 0 | 47 | 6 | 41 | 6 | 6 | 0 | 0 | 0 | 1 | 0
|  |  | 111 | Kharwa (Harijan Tola) | 1092300 | 0 | 0 | 0 | 21 | 7 | 14 | 7 | 7 | 0 | 0 | 0 | 0 | 2
|  |  |  | Muslim Tola |  | 1 | 0 | 1 | 18 | 0 | 18 | 9 | 0 | 9 | 0 | 0 | 0 | 0
|  |  |  | Mandal tola |  | 1 | 0 | 1 | 11 | 0 | 11 | 2 | 0 | 2 | 0 | 0 | 0 | 0
|  |  |  | Sub-Total |  | 2 | 0 | 2 | 50 | 7 | 43 | 18 | 7 | 11 | 0 | 0 | 0 | 2
|  |  | 112 | Ropni | 1092400 | 0 | 0 | 0 | 110 | 22 | 88 | 22 | 22 | 0 | 0 | 0 | 3 | 0
|  |  |  | Sub-Total |  | 0 | 0 | 0 | 110 | 22 | 88 | 22 | 22 | 0 | 0 | 0 | 3 | 0
|  |  | 113 | Phutabandh | 1092800 | 0 | 0 | 0 | 60 | 0 | 60 | 0 | 0 | 0 | 0 | 0 | 1 | 0
|  |  |  | Sub-Total |  | 0 | 0 | 0 | 60 | 0 | 60 | 0 | 0 | 0 | 0 | 0 | 1 | 0
|  |  | 114 | Balthar (Dangal Tola) | 1092900 | 1 | 1 | 0 | 55 | 55 | 0 | 0 | 0 | 0 | 1 | 0 | 0 | 0
|  |  |  | Yadav Tola |  | 0 | 0 | 0 | 13 | 7 | 6 | 7 | 7 | 0 | 0 | 0 | 2 | 1
|  |  |  | Muslim Tola |  | 0 | 0 | 0 | 31 | 18 | 13 | 18 | 18 | 0 | 0 | 0 | 0 | 1
|  |  |  | Sub-Total |  | 1 | 1 | 0 | 99 | 80 | 19 | 25 | 25 | 0 | 1 | 0 | 2 | 2
|  |  | 115 | Banjhi (Niche Tola) | 1094600 | 0 | 0 | 0 | 0 | 0 | 0 | 0 | 0 | 0 | 0 | 0 | 0 | 1
|  |  |  | Banjhi |  | 0 | 0 | 0 | 0 | 0 | 0 | 0 | 0 | 0 | 0 | 0 | 0 | 0
|  |  |  | Santhal tola |  | 1 | 1 | 0 | 69 | 69 | 0 | 10 | 10 | 0 | 0 | 0 | 1 | 0
|  |  |  | Sub-Total |  | 1 | 1 | 0 | 69 | 69 | 0 | 10 | 10 | 0 | 0 | 0 | 1 | 1
|  |  | 116 | Bank (Mandal Tola) | 1094800 | 0 | 0 | 0 | 20 | 0 | 20 | 0 | 0 | 0 | 0 | 0 | 1 | 1
|  |  |  | Pandit tola |  | 0 | 0 | 0 | 78 | 13 | 65 | 13 | 13 | 0 | 0 | 0 | 0 | 0
|  |  |  | Santhal tola |  | 0 | 0 | 0 | 119 | 0 | 119 | 0 | 0 | 0 | 0 | 0 | 0 | 0
|  |  |  | Teli Tola |  | 0 | 0 | 0 | 0 | 0 | 0 | 0 | 0 | 0 | 0 | 0 | 0 | 0
|  |  |  | Pujahar Tola |  | 1 | 0 | 1 | 23 | 0 | 23 | 10 | 0 | 10 | 0 | 0 | 0 | 0
|  |  |  | Sub-Total |  | 1 | 0 | 1 | 240 | 13 | 227 | 23 | 13 | 10 | 0 | 0 | 1 | 1
|  |  | 117 | Uper tola(Ghormara) | 1094900 | 0 | 0 | 0 | 1 | 1 | 0 | 1 | 1 | 0 | 0 | 0 | 0 | 0
|  |  |  | Yadav tola |  | 0 | 0 | 0 | 6 | 6 | 0 | 6 | 6 | 0 | 0 | 0 | 0 | 0
|  |  |  | Het tola |  | 0 | 0 | 0 | 0 | 0 | 0 | 0 | 0 | 0 | 0 | 0 | 0 | 1
|  |  |  | Harijan tola |  | 1 | 0 | 1 | 53 | 0 | 53 | 10 | 0 | 10 | 0 | 0 | 0 | 0
|  |  |  | Sub-Total |  | 1 | 0 | 1 | 60 | 7 | 53 | 17 | 7 | 10 | 0 | 0 | 0 | 1
|  |  | 118 | Latasare (Harijan Colony) | 1095000 | 0 | 0 | 0 | 15 | 0 | 15 | 0 | 0 | 0 | 0 | 0 | 0 | 0
|  |  |  | Mandal tola |  | 0 | 0 | 0 | 5 | 0 | 5 | 0 | 0 | 0 | 0 | 0 | 0 | 0
|  |  |  | Latasare |  | 0 | 0 | 0 | 31 | 3 | 28 | 3 | 3 | 0 | 0 | 0 | 0 | 0
|  |  |  | Muslim Tola (south) |  | 0 | 0 | 0 | 6 | 0 | 6 | 0 | 0 | 0 | 0 | 0 | 0 | 0
|  |  |  | Muslim Tola (North) |  | 1 | 0 | 1 | 46 | 0 | 46 | 6 | 0 | 6 | 0 | 0 | 0 | 0
|  |  |  | Sub-Total |  | 1 | 0 | 1 | 103 | 3 | 100 | 9 | 3 | 6 | 0 | 0 | 0 | 0
|  |  | 119 | Jagatpur (Harijan Tola | 1095900 | 0 | 0 | 0 | 1 | 1 | 0 | 1 | 1 | 0 | 0 | 0 | 0 | 1
|  |  |  | uper tola |  | 0 | 0 | 0 | 12 | 0 | 12 | 0 | 0 | 0 | 0 | 0 | 0 | 1
|  |  |  | Dangal tola |  | 0 | 0 | 0 | 13 | 3 | 10 | 3 | 3 | 0 | 0 | 0 | 0 | 0
|  |  |  | Sub-Total |  | 0 | 0 | 0 | 26 | 4 | 22 | 4 | 4 | 0 | 0 | 0 | 0 | 2
|  |  |  | BLOCK TOTAL |  | 63 | 9 | 54 | 4040 | 748 | 3292 | 551 | 402 | 149 | 3 | 1 | 23 | 72
3 | SARWAN | 3 | 1 | Thari | 1097300 | 0 | 0 | 0 | 0 | 0 | 0 | 0 | 0 | 0 | 0 | 0 | 0 | 0
|  |  |  | Babhan Tola |  | 0 | 0 | 0 | 0 | 0 | 0 | 0 | 0 | 0 | 0 | 0 | 0 | 0
|  |  |  | Das Tola |  | 0 | 0 | 0 | 9 | 9 | 0 | 9 | 9 | 0 | 0 | 0 | 0 | 0
|  |  |  | Harijan Tola |  | 0 | 0 | 0 | 14 | 6 | 8 | 6 | 6 | 0 | 0 | 0 | 0 | 0
|  |  |  | Yadav Tola |  | 0 | 0 | 0 | 9 | 5 | 4 | 5 | 5 | 0 | 0 | 0 | 0 | 0
|  |  |  | Sub - Total |  | 0 | 0 | 0 | 32 | 20 | 12 | 20 | 20 | 0 | 0 | 0 | 0 | 0
|  |  | 2 | Kapasiya | 1098300 | 0 | 0 | 0 | 1 | 0 | 1 | 0 | 0 | 0 | 0 | 0 | 0 | 0
|  |  |  | Sub - Total |  | 0 | 0 | 0 | 1 | 0 | 1 | 0 | 0 | 0 | 0 | 0 | 0 | 0
|  |  | 3 | Parsodih Rajput Tola | 1098600 | 0 | 0 | 0 | 7 | 2 | 5 | 2 | 2 | 0 | 0 | 1 | 0 | 0
|  |  |  | Chhota Rajput Tola |  | 0 | 0 | 0 | 2 | 2 | 0 | 2 | 2 | 0 | 0 | 0 | 0 | 0
|  |  |  | Yadav Tola |  | 0 | 0 | 0 | 2 | 2 | 0 | 2 | 2 | 0 | 0 | 0 | 0 | 0
|  |  |  | Sub - Total |  | 0 | 0 | 0 | 11 | 6 | 5 | 6 | 6 | 0 | 0 | 1 | 0 | 0
|  |  | 4 | Dulidi Down Yadav Tola | 1098700 | 1 | 1 | 0 | 30 | 30 | 0 | 4 | 4 | 0 | 0 | 0 | 0 | 0
|  |  |  | Uppar Tola |  | 1 | 0 | 1 | 8 | 0 | 8 | 0 | 0 | 0 | 0 | 0 | 0 | 0
|  |  |  | Rajput Tola |  | 0 | 0 | 0 | 3 | 0 | 3 | 0 | 0 | 0 | 0 | 0 | 0 | 0
|  |  |  | Sub - Total |  | 2 | 1 | 1 | 41 | 30 | 11 | 4 | 4 | 0 | 0 | 0 | 0 | 0
|  |  | 5 | Bichgarha | 1098900 | 0 | 0 | 0 | 0 | 0 | 0 | 0 | 0 | 0 | 0 | 0 | 0 | 0
|  |  |  | Harijan Tola |  | 0 | 0 | 0 | 5 | 3 | 2 | 3 | 3 | 0 | 0 | 0 | 0 | 0
|  |  |  | Yadav Tola |  | 1 | 0 | 1 | 4 | 0 | 4 | 0 | 0 | 0 | 0 | 0 | 0 | 0
|  |  |  | Sub - Total |  | 1 | 0 | 1 | 9 | 3 | 6 | 3 | 3 | 0 | 0 | 0 | 0 | 0
|  |  | 6 | Ghorparas | 1099000 | 0 | 0 | 0 | 2 | 0 | 2 | 0 | 0 | 0
|  |  |  | Sub - Total |  | 0 | 0 | 0 | 2 | 0 | 2 | 0 | 0 | 0 | 0 | 0 | 0 | 0
|  |  | 7 | Kulmandih | 1099900 | 0 | 0 | 0 | 4 | 3 | 1 | 3 | 3 | 0 | 0 | 0 | 0 | 0
|  |  |  | Yadav Tola |  | 0 | 0 | 0 | 6 | 3 | 3 | 3 | 3 | 0 | 0 | 0 | 0 | 0
|  |  |  | Sub - Total |  | 0 | 0 | 0 | 10 | 6 | 4 | 6 | 6 | 0 | 0 | 0 | 0 | 0
|  |  | 8 | Lilambardih Yadav Tola | 1103600 | 1 | 1 | 0 | 7 | 7 | 0 | 5 | 5 | 0 | 0 | 0 | 0 | 0
|  |  |  | Santhal Tola |  | 1 | 1 | 0 | 51 | 51 | 0 | 31 | 31 | 0 | 1 | 0 | 0 | 0
|  |  |  | Sub - Total |  | 2 | 2 | 0 | 58 | 58 | 0 | 36 | 36 | 0 | 1 | 0 | 0 | 0
|  |  | 9 | Tikoryadih Brahman Tola | 1103800 | 0 | 0 | 0 | 6 | 4 | 2 | 4 | 4 | 0 | 0 | 0 | 0 | 0
|  |  |  | Rout Tola | 0 | 0 | 0 | 0 | 7 | 0 | 7 | 0 | 0 | 0 | 1 | 0 | 0 | 0
|  |  |  | Sub - Total |  | 0 | 0 | 0 | 13 | 4 | 9 | 4 | 4 | 0 | 1 | 0 | 0 | 0
|  |  | 10 | Narangi | 1103900 | 0 | 0 | 0 | 6 | 3 | 3 | 3 | 3 | 0 | 0 | 0 | 0 | 0
|  |  |  | Harijan Tola |  | 0 | 0 | 0 | 23 | 13 | 10 | 13 | 13 | 0 | 0 | 0 | 0 | 0
|  |  |  | Jha Tola |  | 0 | 0 | 0 | 19 | 4 | 15 | 4 | 4 | 0 | 0 | 0 | 0 | 0
|  |  |  | Sub - Total |  | 0 | 0 | 0 | 48 | 20 | 28 | 20 | 20 | 0 | 0 | 0 | 0 | 0
|  |  | 11 | Upar Sumbha | 1104400 | 0 | 0 | 0 | 0 | 0 | 0 | 0 | 0 | 0 | 0 | 0 | 0 | 0
|  |  |  | Nichli Tola |  | 1 | 0 | 1 | 18 | 0 | 18 | 7 | 0 | 7 | 0 | 0 | 0 | 0
|  |  |  | Sub - Total |  | 1 | 0 | 1 | 18 | 0 | 18 | 7 | 0 | 7 | 0 | 0 | 0 | 0
|  |  | 12 | Kesiraydih | 1104500 | 0 | 0 | 0 | 0 | 0 | 0 | 0 | 0 | 0 | 0 | 0 | 0 | 0
|  |  |  | Sub - Total |  | 0 | 0 | 0 | 0 | 0 | 0 | 0 | 0 | 0 | 0 | 0 | 0 | 0
|  |  | 13 | Suryadih | 1104600 | 0 | 0 | 0 | 2 | 2 | 0 | 2 | 2 | 0 | 0 | 0 | 0 | 0
|  |  |  | Sub - Total |  | 0 | 0 | 0 | 2 | 2 | 0 | 2 | 2 | 0 | 0 | 0 | 0 | 0
|  |  | 14 | Singraydih | 1104800 | 0 | 0 | 0 | 1 | 18 | -17 | 18 | 18 | 0 | 0 | 0 | 0 | 0
|  |  |  | Sub - Total |  | 0 | 0 | 0 | 1 | 18 | -17 | 18 | 18 | 0 | 0 | 0 | 0 | 0
|  |  | 15 | Baidnathpur Manjhi Tola | 1104900 | 0 | 0 | 0 | 11 | 6 | 5 | 6 | 6 | 0 | 0 | 1 | 0 | 0
|  |  |  | Bhumihar Tola |  | 0 | 0 | 0 | 4 | 3 | 1 | 3 | 3 | 0 | 0 | 0 | 0 | 0
|  |  |  | Harijan Tola |  | 0 | 0 | 0 | 3 | 0 | 3 | 0 | 0 | 0 | 0 | 0 | 0 | 0
|  |  |  | Rout Tola |  | 0 | 0 | 0 | 0 | 0 | 0 | 0 | 0 | 0 | 0 | 0 | 0 | 0
|  |  |  | Rawani Tola |  | 0 | 0 | 0 | 1 | 0 | 1 | 0 | 0 | 0 | 0 | 0 | 0 | 0
|  |  |  | Das Tola |  | 0 | 0 | 0 | 6 | 5 | 1 | 5 | 5 | 0 | 0 | 0 | 0 | 0
|  |  |  | Yadav Tola |  | 0 | 0 | 0 | 11 | 3 | 8 | 3 | 3 | 0 | 0 | 0 | 0 | 0
|  |  |  | Sub - Total |  | 0 | 0 | 0 | 36 | 17 | 19 | 17 | 17 | 0 | 0 | 1 | 0 | 0
|  |  | 16 | Kharna Heth Tola | 1105000 | 0 | 0 | 0 | 4 | 0 | 4 | 0 | 0 | 0 | 0 | 0 | 0 | 0
|  |  |  | Uppar Tola |  | 0 | 0 | 0 | 2 | 0 | 2 | 0 | 0 | 0 | 0 | 0 | 0 | 0
|  |  |  | Mahto Tola |  | 1 | 0 | 1 | 6 | 0 | 6 | 0 | 0 | 0 | 0 | 0 | 0 | 0
|  |  |  | Harijan Tola |  | 1 | 0 | 1 | 2 | 0 | 2 | 1 | 0 | 1 | 0 | 0 | 0 | 0
|  |  |  | Sub - Total |  | 2 | 0 | 2 | 14 | 0 | 14 | 1 | 0 | 1 | 0 | 0 | 0 | 0
|  |  | 17 | Baniadih Rajput Tola | 1105100 | 0 | 0 | 0 | 11 | 0 | 11 | 0 | 0 | 0 | 0 | 0 | 0 | 0
|  |  |  | Dom Tola |  | 1 | 0 | 1 | 8 | 0 | 8 | 8 | 0 | 8 | 1 | 1 | 0 | 0
|  |  |  | Harijan Tola |  | 1 | 0 | 1 | 8 | 0 | 8 | 8 | 0 | 8 | 0 | 0 | 0 | 0
|  |  |  | Yadav Tola |  | 1 | 0 | 1 | 8 | 0 | 8 | 3 | 0 | 3 | 0 | 0 | 0 | 0
|  |  |  | Tati Tola |  | 1 | 0 | 1 | 15 | 0 | 15 | 8 | 0 | 8 | 0 | 0 | 0 | 0
|  |  |  | Sub - Total |  | 4 | 0 | 4 | 50 | 0 | 50 | 27 | 0 | 27 | 1 | 1 | 0 | 0
|  |  | 18 | Bhajalpur Bhumihar Tola | 1105200 | 0 | 0 | 0 | 2 | 0 | 2 | 0 | 0 | 0 | 0 | 0 | 0 | 0
|  |  |  | Yadav Tola |  | 0 | 0 | 0 | 4 | 0 | 4 | 0 | 0 | 0 | 0 | 0 | 0 | 0
|  |  |  | Sub - Total |  | 0 | 0 | 0 | 6 | 0 | 6 | 0 | 0 | 0 | 0 | 0 | 0 | 0
|  |  | 19 | Madhuwadih | 1105300 | 0 | 0 | 0 | 0 | 0 | 0 | 0 | 0 | 0 | 1 | 1 | 0 | 0
|  |  |  | Sub - Total |  | 0 | 0 | 0 | 0 | 0 | 0 | 0 | 0 | 0 | 1 | 1 | 0 | 0
|  |  | 20 | Nikatpur Yadav Tola | 1105400 | 0 | 0 | 0 | 3 | 0 | 3 | 0 | 0 | 0 | 0 | 0 | 0 | 0
|  |  |  | Bhumihar Tola |  | 0 | 0 | 0 | 2 | 0 | 2 | 0 | 0 | 0 | 0 | 0 | 0 | 0
|  |  |  | Sub - Total |  | 0 | 0 | 0 | 5 | 0 | 5 | 0 | 0 | 0 | 0 | 0 | 0 | 0
|  |  | 21 | Asanbani Harijan Tola | 1105600 | 0 | 0 | 0 | 9 | 7 | 2 | 7 | 7 | 0 | 0 | 0 | 0 | 0
|  |  |  | Rajput Tola |  | 0 | 0 | 0 | 0 | 0 | 0 | 0 | 0 | 0 | 0 | 0 | 0 | 0
|  |  |  | Sub - Total |  | 0 | 0 | 0 | 9 | 7 | 2 | 7 | 7 | 0 | 0 | 0 | 0 | 0
|  |  | 22 | Uparbahiar | 1106100 | 0 | 0 | 0 | 0 | 0 | 0 | 0 | 0 | 0 | 0 | 0 | 0 | 0
|  |  |  | Uppar Tola |  | 0 | 0 | 0 | 0 | 0 | 0 | 0 | 0 | 0 | 0 | 0 | 0 | 0
|  |  |  | Nichli Tola |  | 1 | 0 | 1 | 20 | 0 | 20 | 0 | 0 | 0 | 0 | 0 | 0 | 0
|  |  |  | Madrsa Tola |  | 0 | 0 | 0 | 0 | 0 | 0 | 0 | 0 | 0 | 0 | 0 | 0 | 0
|  |  |  | Sub - Total |  | 1 | 0 | 1 | 20 | 0 | 20 | 0 | 0 | 0 | 0 | 0 | 0 | 0
|  |  | 23 | Kusmaha | 1106300 | 0 | 0 | 0 | 36 | 6 | 30 | 6 | 6 | 0 | 0 | 0 | 0 | 0
|  |  |  | Uppar Tola |  | 0 | 0 | 0 | 0 | 0 | 0 | 0 | 0 | 0 | 0 | 0 | 0 | 0
|  |  |  | Harijan Tola |  | 1 | 0 | 1 | 16 | 0 | 16 | 15 | 0 | 15 | 0 | 0 | 0 | 0
|  |  |  | Pandit Tola |  | 1 | 0 | 1 | 18 | 0 | 18 | 4 | 0 | 4 | 0 | 0 | 0 | 0
|  |  |  | DanipurTola |  | 1 | 0 | 1 | 20 | 0 | 20 | 2 | 0 | 2 | 0 | 0 | 0 | 0
|  |  |  | Danipur Harijan Tola |  | 1 | 0 | 1 | 22 | 0 | 22 | 10 | 0 | 10 | 0 | 0 | 0 | 0
|  |  |  | Mandal Tola |  | 0 | 0 | 0 | 9 | 1 | 8 | 1 | 1 | 0 | 0 | 0 | 0 | 0
|  |  |  | Roy Tola |  | 0 | 0 | 0 | 6 | 2 | 4 | 2 | 2 | 0 | 0 | 0 | 0 | 0
|  |  |  | Sub - Total |  | 4 | 0 | 4 | 127 | 9 | 118 | 40 | 9 | 31 | 0 | 0 | 0 | 0
|  |  | 24 | Paharpur Heth Tola | 1106400 | 0 | 0 | 0 | 0 | 0 | 0 | 0 | 0 | 0 | 0 | 0 | 0 | 0
|  |  |  | Uppar Tola |  | 0 | 0 | 0 | 2 | 0 | 2 | 0 | 0 | 0 | 0 | 0 | 0 | 0
|  |  |  | Sub - Total |  | 0 | 0 | 0 | 2 | 0 | 2 | 0 | 0 | 0 | 0 | 0 | 0 | 0
|  |  | 25 | Sarwa Modi Tola | 1107100 | 0 | 0 | 0 | 35 | 0 | 35 | 0 | 0 | 0 | 2 | 0 | 0 | 0
|  |  |  | Verma Tola |  | 0 | 0 | 0 | 39 | 0 | 39 | 0 | 0 | 0 | 0 | 0 | 0 | 0
|  |  |  | Rout Tola |  | 0 | 0 | 0 | 41 | 5 | 36 | 5 | 5 | 0 | 0 | 0 | 0 | 0
|  |  |  | Dhobi Tola |  | 0 | 0 | 0 | 17 | 1 | 16 | 1 | 1 | 0 | 0 | 0 | 0 | 0
|  |  |  | Tilambatanr |  | 0 | 0 | 0 | 44 | 16 | 28 | 16 | 16 | 0 | 0 | 0 | 0 | 1
|  |  |  | Rawani Tola |  | 0 | 0 | 0 | 11 | 1 | 10 | 1 | 1 | 0 | 0 | 0 | 0 | 0
|  |  |  | Mohdar Tola |  | 0 | 0 | 0 | 42 | 5 | 37 | 5 | 5 | 0 | 0 | 0 | 0 | 0
|  |  |  | Uppar Tola |  | 0 | 0 | 0 | 35 | 3 | 32 | 3 | 3 | 0 | 0 | 0 | 0 | 0
|  |  |  | Mistry Tola |  | 0 | 0 | 0 | 26 | 0 | 26 | 0 | 0 | 0 | 0 | 0 | 0 | 0
|  |  |  | Mandal Tola |  | 0 | 0 | 0 | 4 | 0 | 4 | 0 | 0 | 0 | 0 | 0 | 0 | 0
|  |  |  | Heth Tola |  | 0 | 0 | 0 | 49 | 1 | 48 | 1 | 1 | 0 | 1 | 0 | 0 | 0
|  |  |  | Modi Tola |  | 0 | 0 | 0 | 20 | 0 | 20 | 0 | 0 | 0 | 0 | 0 | 0 | 0
|  |  |  | Sub - Total |  | 0 | 0 | 0 | 363 | 32 | 331 | 32 | 32 | 0 | 3 | 0 | 0 | 1
|  |  | 26 | Golabazar | 1107200 | 0 | 0 | 0 | 17 | 3 | 14 | 3 | 3 | 0 | 0 | 0 | 0 | 0
|  |  |  | Miya Tola |  | 0 | 0 | 0 | 8 | 3 | 5 | 3 | 3 | 0 | 0 | 0 | 0 | 0
|  |  |  | Gola Bazar Tola |  | 0 | 0 | 0 | 11 | 1 | 10 | 1 | 1 | 0 | 0 | 0 | 0 | 0
|  |  |  | Sub - Total |  | 0 | 0 | 0 | 36 | 7 | 29 | 7 | 7 | 0 | 0 | 0 | 0 | 0
|  |  | 27 | Panchudih Chhit | 1107300 | 0 | 0 | 0 | 0 | 0 | 0 | 0 | 0 | 0 | 0 | 0 | 0 | 0
|  |  |  | Sub - Total |  | 0 | 0 | 0 | 0 | 0 | 0 | 0 | 0 | 0 | 0 | 0 | 0 | 0
|  |  | 28 | Panchudih Chhit | 1107400 | 0 | 0 | 0 | 8 | 0 | 8 | 0 | 0 | 0 | 0 | 0 | 0 | 0
|  |  |  | Heath Tola |  | 0 | 0 | 0 | 0 | 0 | 0 | 0 | 0 | 0 | 0 | 0 | 0 | 0
|  |  |  | Sub - Total |  | 0 | 0 | 0 | 8 | 0 | 8 | 0 | 0 | 0 | 0 | 0 | 0 | 0
|  |  | 29 | Dasdih | 1107500 | 1 | 1 | 0 | 51 | 51 | 0 | 13 | 13 | 0 | 0 | 0 | 0 | 0
|  |  |  | Dasdih Bazar |  | 0 | 0 | 0 | 2 | 1 | 1 | 1 | 1 | 0 | 0 | 0 | 0 | 0
|  |  |  | Sub - Total |  | 1 | 1 | 0 | 53 | 52 | 1 | 14 | 14 | 0 | 0 | 0 | 0 | 0
|  |  | 30 | Lohardih | 1107800 | 0 | 0 | 0 | 11 | 0 | 11 | 0 | 0 | 0 | 0 | 0 | 0 | 0
|  |  |  | Niche Tola |  | 0 | 0 | 0 | 13 | 7 | 6 | 7 | 7 | 0 | 0 | 0 | 0 | 0
|  |  |  | Sokh Tola Uppar |  | 1 | 0 | 1 | 36 | 0 | 36 | 2 | 0 | 2 | 0 | 0 | 0 | 0
|  |  |  | Sokh Tola Niche |  | 1 | 0 | 1 | 28 | 0 | 28 | 1 | 0 | 1 | 0 | 0 | 0 | 0
|  |  |  | Sub - Total |  | 2 | 0 | 2 | 88 | 7 | 81 | 10 | 7 | 3 | 0 | 0 | 0 | 0
|  |  | 31 | Kelaniya | 1108600 | 0 | 0 | 0 | 5 | 0 | 5 | 0 | 0 | 0 | 0 | 0 | 0 | 0
|  |  |  | Sub - Total |  | 0 | 0 | 0 | 5 | 0 | 5 | 0 | 0 | 0 | 0 | 0 | 0 | 0
|  |  | 32 | Bhandaro Verma Tola | 1109400 | 0 | 0 | 0 | 36 | 4 | 32 | 4 | 4 | 0 | 0 | 0 | 0 | 0
|  |  |  | Yadav Tola |  | 0 | 0 | 0 | 16 | 0 | 16 | 0 | 0 | 0 | 0 | 0 | 0 | 0
|  |  |  | Miya Tola |  | 0 | 0 | 0 | 22 | 1 | 21 | 1 | 1 | 0 | 0 | 0 | 0 | 0
|  |  |  | Mandal Tola |  | 0 | 0 | 0 | 2 | 0 | 2 | 0 | 0 | 0 | 0 | 0 | 0 | 0
|  |  |  | Pandey Tola |  | 0 | 0 | 0 | 8 | 0 | 8 | 0 | 0 | 0 | 0 | 0 | 0 | 0
|  |  |  | Mali Tola |  | 0 | 0 | 0 | 0 | 0 | 0 | 0 | 0 | 0 | 0 | 0 | 0 | 0
|  |  |  | Market Tola |  | 0 | 0 | 0 | 6 | 0 | 6 | 0 | 0 | 0 | 0 | 0 | 0 | 0
|  |  |  | Hairjan Tola |  | 1 | 1 | 0 | 73 | 73 | 0 | 21 | 21 | 0 | 0 | 0 | 0 | 0
|  |  |  | Pameri Tola |  | 0 | 0 | 0 | 3 | 0 | 3 | 0 | 0 | 0 | 0 | 0 | 0 | 0
|  |  |  | Sub - Total |  | 1 | 1 | 0 | 166 | 78 | 88 | 26 | 26 | 0 | 0 | 0 | 0 | 0
|  |  | 33 | Laskardih | 1110000 | 0 | 0 | 0 | 14 | 0 | 14 | 0 | 0 | 0 | 1 | 0 | 0 | 0
|  |  |  | Rai Tola |  | 0 | 0 | 0 | 5 | 0 | 5 | 0 | 0 | 0 | 0 | 0 | 0 | 0
|  |  |  | Mandal Tola |  | 0 | 0 | 0 | 7 | 0 | 7 | 0 | 0 | 0 | 0 | 0 | 0 | 0
|  |  |  | Bhumihar Tola |  | 0 | 0 | 0 | 16 | 1 | 15 | 1 | 1 | 0 | 0 | 0 | 0 | 0
|  |  |  | Manjhi Tola |  | 0 | 0 | 0 | 28 | 7 | 21 | 7 | 7 | 0 | 0 | 0 | 0 | 0
|  |  |  | Sub - Total |  | 0 | 0 | 0 | 70 | 8 | 62 | 8 | 8 | 0 | 1 | 0 | 0 | 0
|  |  | 34 | Panredih Pandey Tola | 1110400 | 1 | 1 | 0 | 15 | 15 | 0 | 0 | 0 | 0 | 0 | 0 | 0 | 0
|  |  |  | Harijan Tola |  | 1 | 0 | 1 | 9 | 0 | 9 | 9 | 0 | 9 | 0 | 0 | 0 | 0
|  |  |  | Bhumihar Tola |  | 0 | 0 | 0 | 0 | 0 | 0 | 0 | 0 | 0 | 0 | 0 | 0 | 0
|  |  |  | Sub - Total |  | 2 | 1 | 1 | 24 | 15 | 9 | 9 | 0 | 9 | 0 | 0 | 0 | 0
|  |  | 35 | Jiakara Middle Tola | 1113400 | 0 | 0 | 0 | 15 | 0 | 15 | 0 | 0 | 0 | 1 | 3 | 0 | 0
|  |  |  | Bela Tola |  | 0 | 0 | 0 | 10 | 1 | 9 | 1 | 1 | 0 | 0 | 0 | 0 | 0
|  |  |  | Lower Tola |  | 0 | 0 | 0 | 17 | 0 | 17 | 0 | 0 | 0 | 0 | 0 | 1 | 0
|  |  |  | Uppar Tola |  | 0 | 0 | 0 | 10 | 0 | 10 | 0 | 0 | 0 | 0 | 0 | 0 | 0
|  |  |  | Sub - Total |  | 0 | 0 | 0 | 52 | 1 | 51 | 1 | 1 | 0 | 1 | 3 | 1 | 0
|  |  | 36 | Manigari | 1113700 | 0 | 0 | 0 | 54 | 5 | 49 | 5 | 5 | 0 | 0 | 0 | 0 | 0
[6 empty] | 0 | 0 | 0 | 54 | 5 | 49 | 5 | 5 | 0 | 0 | 0 | 0 | 0
|  |  | 37 | Danga | 1113900 | 0 | 0 | 0 | 8 | 6 | 2 | 6 | 6 | 0 | 1 | 0 | 0 | 0
|  |  |  | Sub - Total |  | 0 | 0 | 0 | 8 | 6 | 2 | 6 | 6 | 0 | 1 | 0 | 0 | 0
|  |  | 38 | Chandna | 1114000 | 0 | 0 | 0 | 5 | 0 | 5 | 0 | 0 | 0 | 0 | 0 | 0 | 0
|  |  |  | Sub - Total |  | 0 | 0 | 0 | 5 | 0 | 5 | 0 | 0 | 0 | 0 | 0 | 0 | 0
|  |  | 39 | Dahua | 1114100 | 0 | 0 | 0 | 21 | 6 | 15 | 6 | 6 | 0 | 0 | 0 | 0 | 0
|  |  |  | Sub - Total |  | 0 | 0 | 0 | 21 | 6 | 15 | 6 | 6 | 0 | 0 | 0 | 0 | 0
|  |  | 40 | Mattikar | 1116400 | 1 | 1 | 0 | 19 | 19 | 0 | 3 | 3 | 0 | 0 | 0 | 0 | 0
|  |  |  | Uppar Tola |  | 0 | 0 | 0 | 16 | 1 | 15 | 1 | 1 | 0 | 0 | 0 | 0 | 0
|  |  |  | Muslim Tola |  | 1 | 0 | 1 | 5 | 0 | 5 | 1 | 0 | 1 | 0 | 0 | 0 | 0
|  |  |  | Sub - Total |  | 2 | 1 | 1 | 40 | 20 | 20 | 5 | 4 | 1 | 0 | 0 | 0 | 0
|  |  | 41 | Bhagan | 1118000 | 1 | 1 | 0 | 26 | 26 | 0 | 5 | 5 | 0 | 0 | 0 | 0 | 0
|  |  |  | Harijan Tola |  | 0 | 0 | 0 | 17 | 14 | 3 | 14 | 14 | 0 | 1 | 0 | 0 | 0
|  |  |  | Sub - Total |  | 1 | 1 | 0 | 43 | 40 | 3 | 19 | 19 | 0 | 1 | 0 | 0 | 0
|  |  | 42 | Lakhoriya Niche Tola | 1118200 | 0 | 0 | 0 | 35 | 8 | 27 | 8 | 8 | 0 | 0 | 0 | 0 | 0
|  |  |  | Uppar Tola |  | 0 | 0 | 0 | 19 | 5 | 14 | 5 | 5 | 0 | 1 | 0 | 0 | 0
|  |  |  | Harijan Tola |  | 0 | 0 | 0 | 31 | 16 | 15 | 16 | 16 | 0 | 0 | 0 | 1 | 0
|  |  |  | Sub - Total |  | 0 | 0 | 0 | 85 | 29 | 56 | 29 | 29 | 0 | 1 | 0 | 1 | 0
|  |  | 43 | Sursura | 1118700 | 0 | 0 | 0 | 36 | 2 | 34 | 2 | 2 | 0 | 1 | 0 | 0 | 0
|  |  |  | Sub - Total |  | 0 | 0 | 0 | 36 | 2 | 34 | 2 | 2 | 0 | 1 | 0 | 0 | 0
|  |  | 44 | Kusia bank | 1118900 | 0 | 0 | 0 | 0 | 0 | 0 | 0 | 0 | 0 | 0 | 0 | 0 | 0
|  |  |  | Sub - Total |  | 0 | 0 | 0 | 0 | 0 | 0 | 0 | 0 | 0 | 0 | 0 | 0 | 0
|  |  | 45 | Baghmara | 1119000 | 0 | 0 | 0 | 15 | 0 | 15 | 0 | 0 | 0 | 0 | 0 | 0 | 0
|  |  |  | Sub - Total |  | 0 | 0 | 0 | 15 | 0 | 15 | 0 | 0 | 0 | 0 | 0 | 0 | 0
|  |  | 46 | Amratanr | 1119200 | 0 | 0 | 0 | 0 | 0 | 0 | 0 | 0 | 0 | 0 | 0 | 0 | 0
|  |  |  | Sub - Total |  | 0 | 0 | 0 | 0 | 0 | 0 | 0 | 0 | 0 | 0 | 0 | 0 | 0
|  |  | 47 | Sirsa Bairagi Tola | 1119500 | 0 | 0 | 0 | 0 | 0 | 0 | 0 | 0 | 0 | 0 | 0 | 0 | 0
|  |  |  | Mushar Tola |  | 0 | 0 | 0 | 15 | 12 | 3 | 12 | 12 | 0 | 0 | 0 | 0 | 0
|  |  |  | Bichi Tola |  | 0 | 0 | 0 | 10 | 2 | 8 | 2 | 2 | 0 | 0 | 0 | 0 | 0
|  |  |  | Sihalitanr |  | 0 | 0 | 0 | 11 | 2 | 9 | 2 | 2 | 0 | 0 | 0 | 0 | 0
|  |  |  | Bijali Tola |  | 0 | 0 | 0 | 19 | 0 | 19 | 0 | 0 | 0 | 0 | 0 | 0 | 0
|  |  |  | Sub - Total |  | 0 | 0 | 0 | 55 | 16 | 39 | 16 | 16 | 0 | 0 | 0 | 0 | 0
|  |  | 48 | Birajpur | 1119600 | 0 | 0 | 0 | 10 | 5 | 5 | 5 | 5 | 0 | 0 | 0 | 0 | 0
|  |  |  | Sub - Total |  | 0 | 0 | 0 | 10 | 5 | 5 | 5 | 5 | 0 | 0 | 0 | 0 | 0
|  |  | 49 | Haradkol Mishra Tola | 1119800 | 0 | 0 | 0 | 0 | 0 | 0 | 0 | 0 | 0 | 0 | 0 | 0 | 0
|  |  |  | Mushar Tola |  | 0 | 0 | 0 | 0 | 0 | 0 | 0 | 0 | 0 | 0 | 0 | 0 | 0
|  |  |  | Rai Tola |  | 0 | 0 | 0 | 0 | 0 | 0 | 0 | 0 | 0 | 0 | 0 | 0 | 0
|  |  |  | Sub - Total |  | 0 | 0 | 0 | 0 | 0 | 0 | 0 | 0 | 0 | 0 | 0 | 0 | 0
|  |  | 50 | Misradih | 1120000 | 0 | 0 | 0 | 12 | 0 | 12 | 0 | 0 | 0 | 0 | 0 | 0 | 0
|  |  |  | Roy Tola |  | 0 | 0 | 0 | 2 | 0 | 2 | 0 | 0 | 0 | 0 | 0 | 0 | 0
|  |  |  | Bitch Tola |  | 0 | 0 | 0 | 8 | 2 | 6 | 2 | 2 | 0 | 0 | 0 | 0 | 0
|  |  |  | Mushar Tola |  | 0 | 0 | 0 | 2 | 0 | 2 | 0 | 0 | 0 | 0 | 0 | 0 | 0
|  |  |  | Manjhi Tola |  | 0 | 0 | 0 | 16 | 12 | 4 | 12 | 12 | 0 | 0 | 0 | 0 | 0
|  |  |  | Ghatwal Tola |  | 0 | 0 | 0 | 1 | 0 | 1 | 0 | 0 | 0 | 0 | 0 | 0 | 0
|  |  |  | Sub - Total |  | 0 | 0 | 0 | 41 | 14 | 27 | 14 | 14 | 0 | 0 | 0 | 0 | 0
|  |  | 51 | Sarpata | 1120100 | 0 | 0 | 0 | 6 | 0 | 6 | 0 | 0 | 0 | 0 | 1 | 0 | 0
|  |  |  | Sub - Total |  | 0 | 0 | 0 | 6 | 0 | 6 | 0 | 0 | 0 | 0 | 1 | 0 | 0
|  |  | 52 | Telariya Jabank | 1120200 | 1 | 1 | 0 | 10 | 10 | 0 | 3 | 3 | 0 | 0 | 0 | 0 | 0
|  |  |  | Harijan Tola |  | 0 | 0 | 0 | 1 | 0 | 1 | 0 | 0 | 0 | 0 | 0 | 0 | 0
|  |  |  | Rajwar Tola |  | 1 | 0 | 1 | 9 | 0 | 9 | 5 | 0 | 5 | 0 | 0 | 0 | 0
|  |  |  | Bhumihar Tola |  | 0 | 0 | 0 | 29 | 1 | 28 | 1 | 1 | 0 | 0 | 0 | 0 | 0
|  |  |  | Sub - Total |  | 2 | 1 | 1 | 49 | 11 | 38 | 9 | 4 | 5 | 0 | 0 | 0 | 0
|  |  | 53 | Kherwa | 1120300 | 0 | 0 | 0 | 3 | 2 | 1 | 2 | 2 | 0 | 0 | 0 | 0 | 0
|  |  |  | Sub - Total |  | 0 | 0 | 0 | 3 | 2 | 1 | 2 | 2 | 0 | 0 | 0 | 0 | 0
|  |  | 54 | Nauwadih Urf Ambakulua | 1120400 | 0 | 0 | 0 | 4 | 0 | 4 | 0 | 0 | 0 | 0 | 0 | 0 | 0
|  |  |  | Mahto Tola |  | 0 | 0 | 0 | 0 | 0 | 0 | 0 | 0 | 0 | 0 | 0 | 0 | 0
|  |  |  | Harijan Tola |  | 0 | 0 | 0 | 24 | 3 | 21 | 3 | 3 | 0 | 0 | 0 | 0 | 0
|  |  |  | Bhumihar Tola |  | 0 | 0 | 0 | 7 | 0 | 7 | 0 | 0 | 0 | 0 | 0 | 0 | 0
|  |  |  | Naya gaon |  | 0 | 0 | 0 | 0 | 0 | 0 | 0 | 0 | 0 | 0 | 0 | 0 | 0
|  |  |  | Mahto Naya gaon Tola |  | 0 | 0 | 0 | 0 | 0 | 0 | 0 | 0 | 0 | 0 | 0 | 0 | 0
|  |  |  | Amakalua Tola |  | 0 | 0 | 0 | 0 | 0 | 0 | 0 | 0 | 0 | 0 | 0 | 0 | 0
|  |  |  | Sub - Total |  | 0 | 0 | 0 | 35 | 3 | 32 | 3 | 3 | 0 | 0 | 0 | 0 | 0
|  |  | 55 | Koradih | 1120700 | 0 | 0 | 0 | 0 | 0 | 0 | 0 | 0 | 0 | 0 | 0 | 0 | 0
|  |  |  | Mandal Tola |  | 0 | 0 | 0 | 0 | 0 | 0 | 0 | 0 | 0 | 0 | 0 | 0 | 0
|  |  |  | Niche Mandal Tola |  | 0 | 0 | 0 | 0 | 0 | 0 | 0 | 0 | 0 | 0 | 0 | 0 | 0
|  |  |  | Mahto Tola |  | 1 | 0 | 1 | 9 | 0 | 9 | 0 | 0 | 0 | 0 | 0 | 0 | 0
|  |  |  | Sub - Total |  | 1 | 0 | 1 | 9 | 0 | 9 | 0 | 0 | 0 | 0 | 0 | 0 | 0
|  |  | 56 | Bandajori | 1120800 | 0 | 0 | 0 | 0 | 0 | 0 | 0 | 0 | 0 | 0 | 0 | 0 | 0
|  |  |  | Mahto Tola |  | 0 | 0 | 0 | 0 | 0 | 0 | 0 | 0 | 0 | 0 | 0 | 0 | 0
|  |  |  | Harijan Tola |  | 0 | 0 | 0 | 8 | 4 | 4 | 4 | 4 | 0 | 0 | 0 | 0 | 0
|  |  |  | Rajput Tola |  | 0 | 0 | 0 | 0 | 0 | 0 | 0 | 0 | 0 | 0 | 0 | 0 | 0
|  |  |  | Baratanr Tola |  | 0 | 0 | 0 | 0 | 0 | 0 | 0 | 0 | 0 | 0 | 0 | 0 | 0
|  |  |  | Raut Tola |  | 0 | 0 | 0 | 30 | 0 | 30 | 0 | 0 | 0 | 0 | 0 | 0 | 0
|  |  |  | Nawa Tanr |  | 0 | 0 | 0 | 19 | 0 | 19 | 0 | 0 | 0 | 0 | 0 | 0 | 0
|  |  |  | Sub - Total |  | 0 | 0 | 0 | 57 | 4 | 53 | 4 | 4 | 0 | 0 | 0 | 0 | 0
|  |  | 57 | Dakai | 1120900 | 0 | 0 | 0 | 0 | 0 | 0 | 0 | 0 | 0 | 0 | 0 | 0 | 0
|  |  |  | Bhumihar Tola |  | 0 | 0 | 0 | 0 | 0 | 0 | 0 | 0 | 0 | 0 | 0 | 0 | 0
|  |  |  | Ghatwar Tola |  | 0 | 0 | 0 | 0 | 0 | 0 | 0 | 0 | 0 | 0 | 0 | 0 | 0
|  |  |  | Indrawa Tola |  | 0 | 0 | 0 | 4 | 0 | 4 | 0 | 0 | 0 | 0 | 0 | 0 | 0
|  |  |  | Rawani Tola |  | 0 | 0 | 0 | 5 | 2 | 3 | 2 | 2 | 0 | 0 | 0 | 0 | 0
|  |  |  | Barhia Tola |  | 0 | 0 | 0 | 0 | 4 | -4 | 4 | 4 | 0 | 0 | 0 | 0 | 0
|  |  |  | Dom Tola |  | 1 | 0 | 1 | 17 | 0 | 17 | 8 | 0 | 8 | 0 | 0 | 0 | 0
|  |  |  | Harijan Tola |  | 1 | 0 | 1 | 22 | 0 | 22 | 4 | 0 | 4 | 0 | 0 | 0 | 0
|  |  |  | Harijan Tola (W) |  | 1 | 0 | 1 | 9 | 0 | 9 | 0 | 0 | 0 | 0 | 0 | 0 | 0
|  |  |  | Bhumihar Tola |  | 0 | 0 | 0 | 0 | 0 | 0 | 0 | 0 | 0 | 0 | 0 | 0 | 0
|  |  |  | Sub - Total |  | 3 | 0 | 3 | 57 | 6 | 51 | 18 | 6 | 12 | 0 | 0 | 0 | 0
|  |  | 58 | Jogiatikar | 1121000 | 0 | 0 | 0 | 0 | 0 | 0 | 0 | 0 | 0 | 0 | 0 | 0 | 0
|  |  |  | Harijan Tola |  | 0 | 0 | 0 | 0 | 0 | 0 | 0 | 0 | 0 | 0 | 0 | 0 | 0
|  |  |  | Kol Tola |  | 0 | 0 | 0 | 0 | 0 | 0 | 0 | 0 | 0 | 0 | 0 | 0 | 0
|  |  |  | South Tola |  | 0 | 0 | 0 | 0 | 0 | 0 | 0 | 0 | 0 | 0 | 0 | 0 | 0
|  |  |  | Brahman Tola |  | 0 | 0 | 0 | 0 | 0 | 0 | 0 | 0 | 0 | 0 | 0 | 0 | 0
|  |  |  | Sub - Total |  | 0 | 0 | 0 | 0 | 0 | 0 | 0 | 0 | 0 | 0 | 0 | 0 | 0
|  |  | 59 | Kairidih | 1121300 | 0 | 0 | 0 | 3 | 0 | 3 | 0 | 0 | 0 | 1 | 0 | 0 | 0
|  |  |  | Sub - Total |  | 0 | 0 | 0 | 3 | 0 | 3 | 0 | 0 | 0 | 1 | 0 | 0 | 0
|  |  | 60 | Barakola | 1121400 | 0 | 0 | 0 | 0 | 0 | 0 | 0 | 0 | 0 | 0 | 0 | 0 | 0
|  |  |  | Sub - Total |  | 0 | 0 | 0 | 0 | 0 | 0 | 0 | 0 | 0 | 0 | 0 | 0 | 0
|  |  | 61 | Manjra Pathak Tola | 1122100 | 0 | 0 | 0 | 3 | 0 | 3 | 0 | 0 | 0 | 0 | 0 | 0 | 0
|  |  |  | Harijan Tola |  | 0 | 0 | 0 | 6 | 2 | 4 | 2 | 2 | 0 | 0 | 0 | 0 | 0
|  |  |  | Sub - Total |  | 0 | 0 | 0 | 9 | 2 | 7 | 2 | 2 | 0 | 0 | 0 | 0 | 0
|  |  | 62 | Bhatdih Bhumihar Tola | 1122300 | 0 | 0 | 0 | 0 | 0 | 0 | 0 | 0 | 0 | 0 | 0 | 0 | 0
|  |  |  | Harijan Tola |  | 0 | 0 | 0 | 0 | 0 | 0 | 0 | 0 | 0 | 0 | 0 | 0 | 0
|  |  |  | Sub - Total |  | 0 | 0 | 0 | 0 | 0 | 0 | 0 | 0 | 0 | 0 | 0 | 0 | 0
|  |  | 63 | Palganjia Yadav Tola | 1122400 | 0 | 0 | 0 | 0 | 0 | 0 | 0 | 0 | 0 | 0 | 0 | 0 | 0
|  |  |  | Uppar Tola |  | 0 | 0 | 0 | 0 | 0 | 0 | 0 | 0 | 0 | 0 | 0 | 0 | 0
|  |  |  | Ghatwar Tola |  | 0 | 0 | 0 | 1 | 0 | 1 | 0 | 0 | 0 | 0 | 0 | 0 | 0
|  |  |  | Sub - Total |  | 0 | 0 | 0 | 1 | 0 | 1 | 0 | 0 | 0 | 0 | 0 | 0 | 0
|  |  | 64 | Kasitanr Mahto Tola | 1122500 | 0 | 0 | 0 | 15 | 1 | 14 | 1 | 1 | 0 | 0 | 0 | 0 | 0
|  |  |  | Thakur Tola |  | 0 | 0 | 0 | 5 | 1 | 4 | 1 | 1 | 0 | 0 | 0 | 0 | 0
|  |  |  | Manjhi Tola |  | 0 | 0 | 0 | 2 | 2 | 0 | 2 | 2 | 0 | 0 | 0 | 0 | 0
|  |  |  | Sub - Total |  | 0 | 0 | 0 | 22 | 4 | 18 | 4 | 4 | 0 | 0 | 0 | 0 | 0
|  |  | 65 | Jalhara Yadav Tola | 1122600 | 0 | 0 | 0 | 1 | 7 | -6 | 7 | 7 | 0 | 0 | 0 | 0 | 0
|  |  |  | Roy Tola |  | 0 | 0 | 0 | 0 | 1 | -1 | 1 | 1 | 0 | 0 | 0 | 0 | 0
|  |  |  | Sub - Total |  | 0 | 0 | 0 | 1 | 8 | -7 | 8 | 8 | 0 | 0 | 0 | 0 | 0
|  |  | 66 | Basbutia | 1128100 | 0 | 0 | 0 | 0 | 0 | 0 | 0 | 0 | 0 | 0 | 0 | 0 | 0
|  |  |  | Rajput Tola |  | 0 | 0 | 0 | 0 | 0 | 0 | 0 | 0 | 0 | 0 | 0 | 0 | 0
|  |  |  | Bichi Tola |  | 0 | 0 | 0 | 0 | 0 | 0 | 0 | 0 | 0 | 0 | 0 | 0 | 0
|  |  |  | Baniya Tola |  | 0 | 0 | 0 | 0 | 0 | 0 | 0 | 0 | 0 | 0 | 0 | 0 | 0
|  |  |  | Harijan Tola |  | 0 | 0 | 0 | 0 | 0 | 0 | 0 | 0 | 0 | 0 | 0 | 0 | 0
|  |  |  | Uppar Tola |  | 0 | 0 | 0 | 0 | 0 | 0 | 0 | 0 | 0 | 0 | 0 | 0 | 0
|  |  |  | Sub - Total |  | 0 | 0 | 0 | 0 | 0 | 0 | 0 | 0 | 0 | 0 | 0 | 0 | 0
|  |  | 67 | Pararia Yadav Tola | 1129000 | 0 | 0 | 0 | 3 | 0 | 3 | 0 | 0 | 0 | 0 | 0 | 0 | 0
|  |  |  | Bhumihar Tola |  | 0 | 0 | 0 | 5 | 0 | 5 | 0 | 0 | 0 | 0 | 1 | 0 | 0
|  |  |  | Harijan Tola |  | 0 | 0 | 0 | 8 | 3 | 5 | 3 | 3 | 0 | 0 | 0 | 0 | 0
|  |  |  | Sub - Total |  | 0 | 0 | 0 | 16 | 3 | 13 | 3 | 3 | 0 | 0 | 1 | 0 | 0
|  |  | 68 | Sonaraythari Sekh Tola | 1129400 | 0 | 0 | 0 | 1 | 1 | 0 | 1 | 1 | 0 | 1 | 0 | 0 | 0
|  |  |  | Harijan Tola |  | 0 | 0 | 0 | 0 | 0 | 0 | 0 | 0 | 0 | 0 | 0 | 0 | 0
|  |  |  | Mohali Tola |  | 0 | 0 | 0 | 0 | 0 | 0 | 0 | 0 | 0 | 0 | 0 | 0 | 0
|  |  |  | Dom Tola |  | 0 | 0 | 0 | 0 | 0 | 0 | 0 | 0 | 0 | 0 | 0 | 0 | 0
|  |  |  | Dom Tola Niche |  | 0 | 0 | 0 | 0 | 0 | 0 | 0 | 0 | 0 | 0 | 0 | 0 | 0
|  |  |  | Dhobi Tola |  | 0 | 0 | 0 | 0 | 0 | 0 | 0 | 0 | 0 | 0 | 0 | 0 | 0
|  |  |  | Kumhar Tola |  | 0 | 0 | 0 | 0 | 0 | 0 | 0 | 0 | 0 | 0 | 0 | 0 | 0
|  |  |  | Kewat Tola |  | 0 | 0 | 0 | 0 | 0 | 0 | 0 | 0 | 0 | 0 | 0 | 0 | 0
|  |  |  | Gorapathi |  | 1 | 0 | 1 | 10 | 0 | 10 | 0 | 0 | 0 | 0 | 0 | 0 | 0
|  |  |  | Rawani Tola |  | 0 | 0 | 0 | 0 | 0 | 0 | 0 | 0 | 0 | 0 | 0 | 0 | 0
|  |  |  | Gosain Tola |  | 1 | 0 | 1 | 17 | 0 | 17 | 4 | 0 | 4 | 0 | 0 | 0 | 0
|  |  |  | Sub - Total |  | 2 | 0 | 2 | 28 | 1 | 27 | 5 | 1 | 4 | 1 | 0 | 0 | 0
|  |  | 69 | Bahinga Yadav Tola | 1132200 | 0 | 0 | 0 | 3 | 0 | 3 | 0 | 0 | 0 | 0 | 0 | 0 | 0
|  |  |  | Harijan Tola |  | 0 | 0 | 0 | 2 | 0 | 2 | 0 | 0 | 0 | 0 | 0 | 0 | 0
|  |  |  | Mandal Tola |  | 0 | 0 | 0 | 1 | 0 | 1 | 0 | 0 | 0 | 0 | 0 | 0 | 0
|  |  |  | Santhal Tola |  | 1 | 0 | 1 | 5 | 0 | 5 | 5 | 0 | 5 | 0 | 0 | 0 | 0
|  |  |  | Sub - Total |  | 1 | 0 | 1 | 11 | 0 | 11 | 5 | 0 | 5 | 0 | 0 | 0 | 0
|  |  | 70 | Kusumaha Harijan Tola | 1132300 | 0 | 0 | 0 | 4 | 3 | 1 | 3 | 3 | 0 | 0 | 0 | 0 | 0
|  |  |  | Uppar Tola |  | 0 | 0 | 0 | 7 | 0 | 7 | 0 | 0 | 0 | 0 | 0 | 0 | 0
|  |  |  | Sub - Total |  | 0 | 0 | 0 | 11 | 3 | 8 | 3 | 3 | 0 | 0 | 0 | 0 | 0
|  |  | 71 | Dundiya | 1134600 | 1 | 1 | 0 | 34 | 34 | 0 | 1 | 1 | 0 | 0 | 0 | 0 | 0
|  |  |  | Uppar Tola |  | 0 | 0 | 0 | 0 | 0 | 0 | 0 | 0 | 0 | 0 | 0 | 0 | 1
|  |  |  | Muslim Tola |  | 1 | 0 | 1 | 35 | 0 | 35 | 2 | 0 | 2 | 0 | 0 | 0 | 0
|  |  |  | Pipra Tola |  | 1 | 0 | 1 | 17 | 0 | 17 | 7 | 0 | 7 | 0 | 1 | 0 | 2
|  |  |  | Yadav Tola 1 |  | 1 | 0 | 1 | 16 | 0 | 16 | 2 | 0 | 2 | 0 | 0 | 0 | 0
|  |  |  | Yadav Tola 2 |  | 1 | 0 | 1 | 15 | 0 | 15 | 5 | 0 | 5 | 0 | 0 | 0 | 0
|  |  |  | Sub - Total |  | 5 | 1 | 4 | 117 | 34 | 83 | 17 | 1 | 16 | 0 | 1 | 0 | 3
|  |  | 72 | Damakunda | 1135800 | 0 | 0 | 0 | 20 | 0 | 20 | 0 | 0 | 0 | 0 | 0 | 0 | 0
|  |  |  | Barhi Tola West |  | 0 | 0 | 0 | 0 | 0 | 0 | 0 | 0 | 0 | 0 | 1 | 0 | 0
|  |  |  | Bich Tola |  | 0 | 0 | 0 | 0 | 0 | 0 | 0 | 0 | 0 | 0 | 0 | 0 | 0
|  |  |  | Niche Tola |  | 0 | 0 | 0 | 2 | 0 | 2 | 0 | 0 | 0 | 0 | 0 | 0 | 0
|  |  |  | Sub - Total |  | 0 | 0 | 0 | 22 | 0 | 22 | 0 | 0 | 0 | 0 | 1 | 0 | 0
|  |  | 73 | Upar Baghdabra | 1136500 | 1 | 1 | 0 | 36 | 36 | 0 | 3 | 3 | 0 | 0 | 0 | 0 | 0
|  |  |  | Mahto Tola |  | 0 | 0 | 0 | 0 | 0 | 0 | 0 | 0 | 0 | 0 | 0 | 0 | 0
|  |  |  | Sub - Total |  | 1 | 1 | 0 | 36 | 36 | 0 | 3 | 3 | 0 | 0 | 0 | 0 | 0
|  |  | 74 | Saraskunda | 1136600 | 0 | 0 | 0 | 0 | 0 | 0 | 0 | 0 | 0 | 0 | 0 | 0 | 0
|  |  |  | Sub - Total |  | 0 | 0 | 0 | 0 | 0 | 0 | 0 | 0 | 0 | 0 | 0 | 0 | 0
|  |  | 75 | Binjha | 1136900 | 1 | 1 | 0 | 68 | 68 | 0 | 27 | 27 | 0 | 0 | 0 | 0 | 0
|  |  |  | Chamar Tola |  | 1 | 0 | 1 | 39 | 0 | 39 | 18 | 0 | 18 | 0 | 0 | 0 | 0
|  |  |  | Santhal Tola |  | 1 | 0 | 1 | 18 | 0 | 18 | 9 | 0 | 9 | 0 | 0 | 0 | 0
|  |  |  | Baratanr |  | 1 | 0 | 1 | 17 | 0 | 17 | 12 | 0 | 12 | 0 | 0 | 0 | 0
|  |  |  | Korua |  | 0 | 0 | 0 | 30 | 11 | 19 | 11 | 11 | 0 | 0 | 0 | 0 | 0
|  |  |  | Sub - Total |  | 4 | 1 | 3 | 172 | 79 | 93 | 77 | 38 | 39 | 0 | 0 | 0 | 0
|  |  | 76 | Dondiya Nawadih | 1137300 | 0 | 0 | 0 | 0 | 0 | 0 | 0 | 0 | 0 | 1 | 0 | 0 | 0
|  |  |  | Baratanr |  | 0 | 0 | 0 | 0 | 0 | 0 | 0 | 0 | 0 | 0 | 0 | 0 | 0
|  |  |  | Dondia |  | 0 | 0 | 0 | 0 | 0 | 0 | 0 | 0 | 0 | 0 | 0 | 0 | 0
|  |  |  | Harijan Tola |  | 0 | 0 | 0 | 0 | 0 | 0 | 0 | 0 | 0 | 0 | 0 | 0 | 0
|  |  |  | Nawadih |  | 0 | 0 | 0 | 0 | 0 | 0 | 0 | 0 | 0 | 0 | 0 | 0 | 0
|  |  |  | Sub - Total |  | 0 | 0 | 0 | 0 | 0 | 0 | 0 | 0 | 0 | 1 | 0 | 0 | 0
|  |  | 77 | Pindra Brahman Tola | 1137500 | 0 | 0 | 0 | 0 | 0 | 0 | 0 | 0 | 0 | 0 | 0 | 0 | 0
|  |  |  | Harijan Niche Tola |  | 0 | 0 | 0 | 3 | 3 | 0 | 3 | 3 | 0 | 0 | 0 | 0 | 0
|  |  |  | Harijan Uppar Tola |  | 0 | 0 | 0 | 0 | 0 | 0 | 0 | 0 | 0 | 0 | 0 | 0 | 0
|  |  |  | Pindra Tola |  | 0 | 0 | 0 | 0 | 0 | 0 | 0 | 0 | 0 | 0 | 0 | 0 | 0
|  |  |  | Ghatwar Tola |  | 0 | 0 | 0 | 7 | 4 | 3 | 4 | 4 | 0 | 0 | 0 | 0 | 0
|  |  |  | Sub - Total |  | 0 | 0 | 0 | 10 | 7 | 3 | 7 | 7 | 0 | 0 | 0 | 0 | 0
|  |  | 78 | Domjori | 1138700 | 0 | 0 | 0 | 26 | 11 | 15 | 11 | 11 | 0 | 0 | 0 | 0 | 0
|  |  |  | Sub - Total |  | 0 | 0 | 0 | 26 | 11 | 15 | 11 | 11 | 0 | 0 | 0 | 0 | 0
|  |  | 79 | Heth Nawadih | 1138900 | 0 | 0 | 0 | 28 | 5 | 23 | 5 | 5 | 0 | 0 | 0 | 0 | 0
|  |  |  | Sub - Total |  | 0 | 0 | 0 | 28 | 5 | 23 | 5 | 5 | 0 | 0 | 0 | 0 | 0
|  |  | 80 | Markata Uppar Tola | 1139100 | 0 | 0 | 0 | 22 | 3 | 19 | 3 | 3 | 0 | 0 | 1 | 0 | 0
|  |  |  | Heth Tola |  | 0 | 0 | 0 | 4 | 0 | 4 | 0 | 0 | 0 | 0 | 0 | 0 | 0
|  |  |  | Sub - Total |  | 0 | 0 | 0 | 26 | 3 | 23 | 3 | 3 | 0 | 0 | 1 | 0 | 0
|  |  | 81 | Sirsa | 1139500 | 0 | 0 | 0 | 7 | 2 | 5 | 2 | 2 | 0 | 1 | 0 | 0 | 0
|  |  |  | Sub - Total |  | 0 | 0 | 0 | 7 | 2 | 5 | 2 | 2 | 0 | 1 | 0 | 0 | 0
|  |  | 82 | Balidih | 1139600 | 0 | 0 | 0 | 4 | 0 | 4 | 0 | 0 | 0 | 1 | 0 | 0 | 0
|  |  |  | Sub - Total |  | 0 | 0 | 0 | 4 | 0 | 4 | 0 | 0 | 0 | 1 | 0 | 0 | 0
|  |  | 83 | Kulhariya | 1140100 | 0 | 0 | 0 | 94 | 18 | 76 | 18 | 18 | 0 | 0 | 0 | 0 | 0
|  |  |  | Sub - Total |  | 0 | 0 | 0 | 94 | 18 | 76 | 18 | 18 | 0 | 0 | 0 | 0 | 0
|  |  | 84 | Raykund | 1140800 | 0 | 0 | 0 | 0 | 0 | 0 | 0 | 0 | 0 | 0 | 0 | 0 | 0
|  |  |  | Harijan Tola |  | 0 | 0 | 0 | 10 | 7 | 3 | 7 | 7 | 0 | 1 | 0 | 0 | 0
|  |  |  | Rai Tola |  | 0 | 0 | 0 | 8 | 0 | 8 | 0 | 0 | 0 | 0 | 0 | 0 | 0
|  |  |  | Misra Tola |  | 0 | 0 | 0 | 10 | 0 | 10 | 0 | 0 | 0 | 0 | 0 | 0 | 0
|  |  |  | Miya Tola |  | 0 | 0 | 0 | 6 | 0 | 6 | 0 | 0 | 0 | 0 | 0 | 0 | 0
|  |  |  | Lutiya Tola |  | 1 | 0 | 1 | 10 | 0 | 10 | 4 | 0 | 4 | 0 | 0 | 0 | 0
|  |  |  | Kathara Tola |  | 1 | 0 | 1 | 12 | 0 | 12 | 1 | 0 | 1 | 0 | 0 | 0 | 0
|  |  |  | Solkashari Tola |  | 1 | 0 | 1 | 20 | 0 | 20 | 14 | 0 | 14 | 0 | 0 | 0 | 0
|  |  |  | Baratanr Tola |  | 1 | 0 | 1 | 22 | 0 | 22 | 1 | 0 | 1 | 0 | 0 | 0 | 0
|  |  |  | Uppar Tola |  | 1 | 0 | 1 | 14 | 0 | 14 | 0 | 0 | 0 | 0 | 0 | 0 | 0
|  |  |  | Sub - Total |  | 5 | 0 | 5 | 112 | 7 | 105 | 27 | 7 | 20 | 1 | 0 | 0 | 0
|  |  | 85 | Nanhidih Neeche Tola | 1141200 | 0 | 0 | 0 | 0 | 0 | 0 | 0 | 0 | 0 | 0 | 0 | 0 | 0
|  |  |  | Pandit Tola |  | 0 | 0 | 0 | 3 | 0 | 3 | 0 | 0 | 0 | 0 | 0 | 0 | 0
|  |  |  | Manjhia Tola |  | 0 | 0 | 0 | 0 | 0 | 0 | 0 | 0 | 0 | 0 | 0 | 0 | 0
|  |  |  | Uppar Tola |  | 0 | 0 | 0 | 0 | 0 | 0 | 0 | 0 | 0 | 1 | 2 | 0 | 0
|  |  |  | Santhal Tola |  | 1 | 0 | 1 | 11 | 0 | 11 | 5 | 0 | 5 | 0 | 0 | 0 | 0
|  |  |  | Sub - Total |  | 1 | 0 | 1 | 14 | 0 | 14 | 5 | 0 | 5 | 1 | 2 | 0 | 0
|  |  | 86 | Arai | 1135200 | 0 | 0 | 0 | 0 | 0 | 0 | 0 | 0 | 0 | 0 | 0 | 0 | 0
|  |  |  | Sub - Total |  | 0 | 0 | 0 | 0 | 0 | 0 | 0 | 0 | 0 | 0 | 0 | 0 | 0
|  |  |  | BLOCK TOTAL |  | 51 | 12 | 39 | 2779 | 792 | 1987 | 673 | 488 | 185 | 20 | 14 | 2 | 4
4 | Devipur | 4 | 1 | Manpur (Main Bich Tola) | 1154500 | 0 | 0 | 0 | 10 | 1 | 9 | 1 | 1 | 0 | 0 | 0 | 0 | 2
|  |  |  | Rawani Tola |  | 0 | 0 | 0 | 6 | 1 | 5 | 1 | 1 | 0 | 0 | 0 | 0 | 1
|  |  |  | Niche Tola |  | 0 | 0 | 0 | 6 | 0 | 6 | 0 | 0 | 0 | 0 | 0 | 0 | 0
|  |  |  | Sub-Total |  | 0 | 0 | 0 | 22 | 2 | 20 | 2 | 2 | 0 | 0 | 0 | 0 | 3
|  |  | 2 | Paraharia (Rawani Tola) | 1154600 | 0 | 0 | 0 | 8 | 1 | 7 | 1 | 1 | 0 | 1 | 0 | 0 | 2
|  |  |  | Rana Tola |  | 0 | 0 | 0 | 3 | 0 | 3 | 0 | 0 | 0 | 0 | 0 | 0 | 0
|  |  |  | Yadav Tola |  | 1 | 0 | 1 | 17 | 0 | 17 | 3 | 0 | 3 | 0 | 0 | 0 | 1
|  |  |  | Sub-Total |  | 1 | 0 | 1 | 28 | 1 | 27 | 4 | 1 | 3 | 1 | 0 | 0 | 3
|  |  | 3 | Bargunia (Pardhan Tola) | 1154800 | 0 | 0 | 0 | 2 | 0 | 2 | 0 | 0 | 0 | 0 | 0 | 0 | 0
|  |  |  | Pandey Tola |  | 0 | 0 | 0 | 5 | 0 | 5 | 0 | 0 | 0 | 1 | 0 | 0 | 1
|  |  |  | Turi Tola |  | 0 | 0 | 0 | 4 | 0 | 4 | 0 | 0 | 0 | 0 | 0 | 0 | 0
|  |  |  | Ramroydih |  | 0 | 0 | 0 | 20 | 0 | 20 | 0 | 0 | 0 | 0 | 0 | 0 | 0
|  |  |  | Sub-Total |  | 0 | 0 | 0 | 31 | 0 | 31 | 0 | 0 | 0 | 1 | 0 | 0 | 1
|  |  | 4 | Uperdih | 1155100 | 0 | 0 | 0 | 10 | 0 | 10 | 0 | 0 | 0 | 0 | 0 | 0 | 0
|  |  |  | Chamar Tola |  | 0 | 0 | 0 | 3 | 0 | 3 | 0 | 0 | 0 | 0 | 0 | 0 | 0
|  |  |  | Turi Tola |  | 0 | 0 | 0 | 6 | 0 | 6 | 0 | 0 | 0 | 0 | 0 | 0 | 0
|  |  |  | Sub-Total |  | 0 | 0 | 0 | 19 | 0 | 19 | 0 | 0 | 0 | 0 | 0 | 0 | 0
|  |  | 5 | Buchi (Mandal Tola) | 1155200 | 0 | 0 | 0 | 8 | 0 | 8 | 0 | 0 | 0 | 1 | 0 | 0 | 1
|  |  |  | Muslim Tola |  | 0 | 0 | 0 | 11 | 0 | 11 | 0 | 0 | 0 | 0 | 0 | 0 | 2
|  |  |  | Harijan Tola |  | 1 | 0 | 1 | 30 | 0 | 30 | 0 | 0 | 0 | 0 | 0 | 0 | 0
|  |  |  | Sub-Total |  | 1 | 0 | 1 | 49 | 0 | 49 | 0 | 0 | 0 | 1 | 0 | 0 | 3
|  |  | 6 | PahrToli (Mandal Tola) | 1155300 | 0 | 0 | 0 | 15 | 0 | 15 | 0 | 0 | 0 | 0 | 0 | 0 | 0
|  |  |  | Upper Mandal Tola |  | 0 | 0 | 0 | 12 | 0 | 12 | 0 | 0 | 0 | 0 | 0 | 0 | 1
|  |  |  | Muslim Tola |  | 0 | 0 | 0 | 13 | 0 | 13 | 0 | 0 | 0 | 0 | 0 | 0 | 1
|  |  |  | Sub-Total |  | 0 | 0 | 0 | 40 | 0 | 40 | 0 | 0 | 0 | 0 | 0 | 0 | 2
|  |  | 7 | Bariyarpur | 1155400 | 0 | 0 | 0 | 4 | 2 | 2 | 2 | 2 | 0 | 0 | 0 | 0 | 0
|  |  |  | Sub-Total |  | 0 | 0 | 0 | 4 | 2 | 2 | 2 | 2 | 0 | 0 | 0 | 0 | 0
|  |  | 8 | Kasathi | 1155500 | 0 | 0 | 0 | 11 | 0 | 11 | 0 | 0 | 0 | 1 | 0 | 0 | 2
|  |  |  | Ramani Tola |  | 0 | 0 | 0 | 9 | 0 | 9 | 0 | 0 | 0 | 0 | 0 | 0 | 0
|  |  |  | Mandal Tola |  | 0 | 0 | 0 | 15 | 0 | 15 | 0 | 0 | 0 | 0 | 0 | 0 | 1
|  |  |  | Turi Tola |  | 0 | 0 | 0 | 18 | 2 | 16 | 2 | 2 | 0 | 0 | 0 | 0 | 0
|  |  |  | Sub-Total |  | 0 | 0 | 0 | 53 | 2 | 51 | 2 | 2 | 0 | 1 | 0 | 0 | 3
|  |  | 9 | Beltikri | 1155600 | 0 | 0 | 0 | 8 | 0 | 8 | 0 | 0 | 0 | 0 | 0 | 0 | 0
|  |  |  | Harijan Tola |  | 0 | 0 | 0 | 5 | 2 | 3 | 2 | 2 | 0 | 0 | 0 | 0 | 1
|  |  |  | Ramani Tola |  | 0 | 0 | 0 | 9 | 1 | 8 | 1 | 1 | 0 | 0 | 0 | 0 | 1
|  |  |  | Sub-Total |  | 0 | 0 | 0 | 22 | 3 | 19 | 3 | 3 | 0 | 0 | 0 | 0 | 2
|  |  | 10 | Hetabergunia | 1155700 | 0 | 0 | 0 | 6 | 0 | 6 | 0 | 0 | 0 | 0 | 0 | 0 | 0
|  |  |  | Mandal Tola |  | 0 | 0 | 0 | 14 | 0 | 14 | 0 | 0 | 0 | 0 | 1 | 0 | 1
|  |  |  | Sub-Total |  | 0 | 0 | 0 | 20 | 0 | 20 | 0 | 0 | 0 | 0 | 1 | 0 | 1
|  |  | 11 | Birniya | 1161900 | 0 | 0 | 0 | 0 | 0 | 0 | 0 | 0 | 0 | 0 | 0 | 0 | 0
|  |  |  | Das Tola |  | 0 | 0 | 0 | 0 | 0 | 0 | 0 | 0 | 0 | 0 | 0 | 0 | 0
|  |  |  | Lala Tola |  | 0 | 0 | 0 | 0 | 0 | 0 | 0 | 0 | 0 | 0 | 0 | 0 | 0
|  |  |  | Singh Tola |  | 0 | 0 | 0 | 0 | 0 | 0 | 0 | 0 | 0 | 0 | 0 | 0 | 0
|  |  |  | Muslim Tola |  | 0 | 0 | 0 | 0 | 0 | 0 | 0 | 0 | 0 | 0 | 0 | 0 | 0
|  |  |  | Telia Maru |  | 1 | 0 | 1 | 41 | 0 | 41 | 0 | 0 | 0 | 0 | 0 | 0 | 0
|  |  |  | Sub-Total |  | 1 | 0 | 1 | 41 | 0 | 41 | 0 | 0 | 0 | 0 | 0 | 0 | 0
|  |  | 12 | Ramudih | 1165900 | 0 | 0 | 0 | 9 | 4 | 5 | 4 | 4 | 0 | 1 | 0 | 0 | 1
|  |  |  | Singh Tola |  | 0 | 0 | 0 | 2 | 0 | 2 | 0 | 0 | 0 | 0 | 0 | 0 | 0
|  |  |  | Pandey Tola |  | 0 | 0 | 0 | 4 | 1 | 3 | 1 | 1 | 0 | 0 | 0 | 0 | 0
|  |  |  | Brahman Tola |  | 0 | 0 | 0 | 7 | 0 | 7 | 0 | 0 | 0 | 0 | 0 | 0 | 0
|  |  |  | Paswan Tola |  | 0 | 0 | 0 | 8 | 4 | 4 | 4 | 4 | 0 | 0 | 0 | 0 | 0
|  |  |  | Manji Tola |  | 0 | 0 | 0 | 4 | 3 | 1 | 3 | 3 | 0 | 0 | 0 | 0 | 0
|  |  |  | Bariyarpur |  | 0 | 0 | 0 | 17 | 7 | 10 | 7 | 7 | 0 | 0 | 0 | 0 | 0
|  |  |  | Das Tola |  | 0 | 0 | 0 | 0 | 0 | 0 | 0 | 0 | 0 | 0 | 0 | 0 | 0
|  |  |  | Yadav Tola |  | 0 | 0 | 0 | 10 | 4 | 6 | 4 | 4 | 0 | 0 | 0 | 0 | 0
|  |  |  | Sub-Total |  | 0 | 0 | 0 | 61 | 23 | 38 | 23 | 23 | 0 | 1 | 0 | 0 | 1
|  |  | 13 | Tiljori | 1166000 | 0 | 0 | 0 | 2 | 2 | 0 | 2 | 2 | 0 | 1 | 0 | 0 | 2
|  |  |  | Ramani Tola |  | 0 | 0 | 0 | 0 | 0 | 0 | 0 | 0 | 0 | 0 | 0 | 0 | 0
|  |  |  | Pandey Tola |  | 0 | 0 | 0 | 0 | 0 | 0 | 0 | 0 | 0 | 0 | 0 | 0 | 0
|  |  |  | Jha Tola |  | 0 | 0 | 0 | 0 | 0 | 0 | 0 | 0 | 0 | 0 | 0 | 0 | 0
|  |  |  | Dushad Tola |  | 0 | 0 | 0 | 0 | 0 | 0 | 0 | 0 | 0 | 0 | 0 | 0 | 0
|  |  |  | Rajput Tola |  | 0 | 0 | 0 | 0 | 0 | 0 | 0 | 0 | 0 | 0 | 0 | 0 | 0
|  |  |  | Sub-Total |  | 0 | 0 | 0 | 2 | 2 | 0 | 2 | 2 | 0 | 1 | 0 | 0 | 2
|  |  | 14 | Sultanpur | 1166100 | 1 | 1 | 0 | 17 | 17 | 0 | 1 | 1 | 0 | 0 | 0 | 0 | 1
|  |  |  | Yadav Tola |  | 0 | 0 | 0 | 0 | 0 | 0 | 0 | 0 | 0 | 0 | 0 | 0 | 0
|  |  |  | Sub-Total |  | 1 | 1 | 0 | 17 | 17 | 0 | 1 | 1 | 0 | 0 | 0 | 0 | 1
|  |  | 15 | Ramsagar | 1166200 | 0 | 0 | 0 | 9 | 2 | 7 | 2 | 2 | 0 | 0 | 0 | 0 | 0
|  |  |  | Sub-Total |  | 0 | 0 | 0 | 9 | 2 | 7 | 2 | 2 | 0 | 0 | 0 | 0 | 0
|  |  | 16 | Sankarpur | 1166300 | 0 | 0 | 0 | 0 | 0 | 0 | 0 | 0 | 0 | 0 | 0 | 0 | 0
|  |  |  | Harijan Tola |  | 0 | 0 | 0 | 0 | 0 | 0 | 0 | 0 | 0 | 0 | 0 | 0 | 0
|  |  |  | Muslim Tola |  | 0 | 0 | 0 | 0 | 0 | 0 | 0 | 0 | 0 | 0 | 0 | 0 | 0
|  |  |  | Ramani Tola |  | 1 | 0 | 1 | 17 | 0 | 17 | 1 | 0 | 1 | 0 | 0 | 0 | 0
|  |  |  | Sub-Total |  | 1 | 0 | 1 | 17 | 0 | 17 | 1 | 0 | 1 | 0 | 0 | 0 | 0
|  |  | 17 | Bhojpur | 1166500 | 0 | 0 | 0 | 2 | 0 | 2 | 0 | 0 | 0 | 0 | 0 | 0 | 0
|  |  |  | Brahman Tola |  | 0 | 0 | 0 | 3 | 0 | 3 | 0 | 0 | 0 | 0 | 0 | 0 | 0
|  |  |  | Ramani Tola |  | 0 | 0 | 0 | 6 | 0 | 6 | 0 | 0 | 0 | 0 | 0 | 0 | 0
|  |  |  | Babri Tola |  | 0 | 0 | 0 | 14 | 12 | 2 | 12 | 12 | 0 | 0 | 0 | 0 | 0
|  |  |  | Gosai Tola |  | 0 | 0 | 0 | 5 | 0 | 5 | 0 | 0 | 0 | 0 | 0 | 0 | 0
|  |  |  | Harijan Tola |  | 0 | 0 | 0 | 20 | 1 | 19 | 1 | 1 | 0 | 0 | 0 | 0 | 0
|  |  |  | Teli Tola |  | 0 | 0 | 0 | 17 | 3 | 14 | 3 | 3 | 0 | 0 | 0 | 0 | 0
|  |  |  | Kumhar Tola |  | 0 | 0 | 0 | 8 | 2 | 6 | 2 | 2 | 0 | 0 | 0 | 0 | 0
|  |  |  | Sub-Total |  | 0 | 0 | 0 | 75 | 18 | 57 | 18 | 18 | 0 | 0 | 0 | 0 | 0
|  |  | 18 | Patherchapti | 1166600 | 0 | 0 | 0 | 3 | 0 | 3 | 0 | 0 | 0 | 0 | 0 | 0 | 0
|  |  |  | Chamar Tola |  | 0 | 0 | 0 | 3 | 3 | 0 | 3 | 3 | 0 | 0 | 0 | 0 | 0
|  |  |  | Kumhar Tola |  | 0 | 0 | 0 | 7 | 0 | 7 | 0 | 0 | 0 | 0 | 0 | 0 | 0
|  |  |  | Mahto Tola |  | 0 | 0 | 0 | 6 | 0 | 6 | 0 | 0 | 0 | 0 | 0 | 0 | 0
|  |  |  | Sub-Total |  | 0 | 0 | 0 | 19 | 3 | 16 | 3 | 3 | 0 | 0 | 0 | 0 | 0
|  |  | 19 | Karkowan | 1166700 | 0 | 0 | 0 | 9 | 0 | 9 | 0 | 0 | 0 | 0 | 0 | 0 | 0
|  |  |  | Harijan Tola |  | 0 | 0 | 0 | 31 | 8 | 23 | 8 | 8 | 0 | 0 | 0 | 0 | 0
|  |  |  | Upper Tola |  | 0 | 0 | 0 | 3 | 0 | 3 | 0 | 0 | 0 | 0 | 0 | 0 | 0
|  |  |  | Paswan Tola |  | 0 | 0 | 0 | 25 | 4 | 21 | 4 | 4 | 0 | 0 | 0 | 0 | 0
|  |  |  | Brahman Tola |  | 0 | 0 | 0 | 10 | 0 | 10 | 0 | 0 | 0 | 0 | 0 | 0 | 0
|  |  |  | Jogidih |  | 1 | 0 | 1 | 20 | 0 | 20 | 0 | 0 | 0 | 0 | 0 | 0 | 0
|  |  |  | Sub-Total |  | 1 | 0 | 1 | 98 | 12 | 86 | 12 | 12 | 0 | 0 | 0 | 0 | 0
|  |  | 20 | Jitjori (Muslim Tola) | 1166900 | 0 | 0 | 0 | 0 | 0 | 0 | 0 | 0 | 0 | 0 | 0 | 0 | 0
|  |  |  | Napit Tola |  | 0 | 0 | 0 | 0 | 0 | 0 | 0 | 0 | 0 | 0 | 0 | 0 | 0
|  |  |  | Pandit Tola |  | 0 | 0 | 0 | 0 | 0 | 0 | 0 | 0 | 0 | 0 | 0 | 0 | 0
|  |  |  | Mandal Tola |  | 0 | 0 | 0 | 0 | 0 | 0 | 0 | 0 | 0 | 0 | 0 | 0 | 0
|  |  |  | Muslim Tola East |  | 0 | 0 | 0 | 0 | 0 | 0 | 0 | 0 | 0 | 0 | 0 | 0 | 0
|  |  |  | Muslim Neeche Tola |  | 0 | 0 | 0 | 0 | 0 | 0 | 0 | 0 | 0 | 0 | 0 | 0 | 0
|  |  |  | Sub-Total |  | 0 | 0 | 0 | 0 | 0 | 0 | 0 | 0 | 0 | 0 | 0 | 0 | 0
|  |  | 21 | Lohari | 1167100 | 0 | 0 | 0 | 5 | 1 | 4 | 1 | 1 | 0 | 0 | 0 | 0 | 0
|  |  |  | Manji Tola |  | 0 | 0 | 0 | 5 | 0 | 5 | 0 | 0 | 0 | 0 | 0 | 0 | 0
|  |  |  | Yadav Tola |  | 0 | 0 | 0 | 0 | 0 | 0 | 0 | 0 | 0 | 0 | 0 | 0 | 0
|  |  |  | Sub-Total |  | 0 | 0 | 0 | 10 | 1 | 9 | 1 | 1 | 0 | 0 | 0 | 0 | 0
|  |  | 22 | Gidhahia | 1167700 | 0 | 0 | 0 | 0 | 0 | 0 | 0 | 0 | 0 | 0 | 0 | 0 | 0
|  |  |  | Muslim Tola |  | 0 | 0 | 0 | 0 | 0 | 0 | 0 | 0 | 0 | 0 | 0 | 0 | 0
|  |  |  | Napit Tola |  | 0 | 0 | 0 | 0 | 0 | 0 | 0 | 0 | 0 | 0 | 0 | 0 | 0
|  |  |  | Yadav Tola |  | 0 | 0 | 0 | 4 | 0 | 4 | 0 | 0 | 0 | 0 | 0 | 0 | 0
|  |  |  | Narayan Bandi Tola |  | 0 | 0 | 0 | 0 | 0 | 0 | 0 | 0 | 0 | 0 | 0 | 0 | 0
|  |  |  | Sub-Total |  | 0 | 0 | 0 | 4 | 0 | 4 | 0 | 0 | 0 | 0 | 0 | 0 | 0
|  |  |  | BLOCK TOTAL |  | 6 | 1 | 5 | 641 | 88 | 553 | 76 | 72 | 4 | 6 | 1 | 0 | 22
5 | Madhupur | 5 | 1 | Nemuadih | 1171800 | 0 | 0 | 0 | 58 | 3 | 55 | 3 | 3 | 0 | 0 | 0 | 0 | 0
|  |  |  | Manjhi Tola |  | 1 | 0 | 1 | 21 | 0 | 21 | 0 | 0 | 0 | 0 | 0 | 0 | 0
|  |  |  | Mandal Tola |  | 1 | 0 | 1 | 27 | 0 | 27 | 0 | 0 | 0 | 0 | 0 | 0 | 0
|  |  |  | Sub-Total |  | 2 | 0 | 2 | 106 | 3 | 103 | 3 | 3 | 0 | 0 | 0 | 0 | 0
|  |  | 2 | Pindra | 1171900 | 0 | 0 | 0 | 30 | 2 | 28 | 2 | 2 | 0 | 0 | 0 | 0 | 0
|  |  |  | Bich Tola |  | 0 | 0 | 0 | 18 | 0 | 18 | 0 | 0 | 0 | 0 | 0 | 0 | 0
|  |  |  | Miya Tola |  | 0 | 0 | 0 | 17 | 0 | 17 | 0 | 0 | 0 | 0 | 0 | 0 | 0
|  |  |  | Sub-Total |  | 0 | 0 | 0 | 65 | 2 | 63 | 2 | 2 | 0 | 0 | 0 | 0 | 0
|  |  | 3 | Dulampur | 1172300 | 0 | 0 | 0 | 24 | 24 | 0 | 0 | 0 | 0 | 0 | 0 | 0 | 0
|  |  |  | Muslim Tola |  | 0 | 0 | 0 | 6 | 6 | 0 | 0 | 0 | 0 | 0 | 1 | 0 | 0
|  |  |  | Niche Tola |  | 0 | 0 | 0 | 16 | 16 | 0 | 0 | 0 | 0 | 0 | 0 | 0 | 0
|  |  |  | Kristan Tola |  | 1 | 0 | 1 | 7 | 0 | 7 | 0 | 0 | 0 | 0 | 0 | 0 | 0
|  |  |  | Ghatwar Tola |  | 1 | 0 | 1 | 16 | 0 | 16 | 0 | 0 | 0 | 0 | 0 | 0 | 0
|  |  |  | Harijan Tola |  | 1 | 0 | 1 | 10 | 0 | 10 | 0 | 0 | 0 | 0 | 0 | 0 | 0
|  |  |  | Mohli Tola |  | 1 | 0 | 1 | 12 | 0 | 12 | 0 | 0 | 0 | 0 | 0 | 0 | 0
|  |  |  | Sub-Total |  | 4 | 0 | 4 | 91 | 46 | 45 | 0 | 0 | 0 | 0 | 1 | 0 | 0
|  |  | 4 | Bank | 1174200 | 0 | 0 | 0 | 16 | 0 | 16 | 0 | 0 | 0 | 0 | 0 | 0 | 0
|  |  |  | Rawani Tola |  | 0 | 0 | 0 | 13 | 0 | 13 | 0 | 0 | 0 | 0 | 0 | 0 | 0
|  |  |  | Yadav Tola |  | 0 | 0 | 0 | 14 | 0 | 14 | 0 | 0 | 0 | 0 | 0 | 0 | 0
|  |  |  | Sub-Total |  | 0 | 0 | 0 | 43 | 0 | 43 | 0 | 0 | 0 | 0 | 0 | 0 | 0
|  |  | 5 | Baratanr | 1174300 | 0 | 0 | 0 | 18 | 0 | 18 | 0 | 0 | 0 | 0 | 0 | 0 | 0
|  |  |  | NicheTola |  | 0 | 0 | 0 | 13 | 0 | 13 | 0 | 0 | 0 | 0 | 0 | 0 | 0
|  |  |  | Chokidar Tola |  | 0 | 0 | 0 | 9 | 0 | 9 | 0 | 0 | 0 | 0 | 0 | 0 | 0
|  |  |  | Sub-Total |  | 0 | 0 | 0 | 40 | 0 | 40 | 0 | 0 | 0 | 0 | 0 | 0 | 0
|  |  | 6 | Singho | 1174500 | 0 | 0 | 0 | 32 | 0 | 32 | 0 | 0 | 0 | 0 | 0 | 0 | 0
|  |  |  | Niche Tola |  | 0 | 0 | 0 | 2 | 0 | 2 | 0 | 0 | 0 | 0 | 0 | 0 | 0
|  |  |  | Sahu Tola |  | 0 | 0 | 0 | 4 | 0 | 4 | 0 | 0 | 0 | 1 | 0 | 0 | 0
|  |  |  | Pradhan Tola |  | 0 | 0 | 0 | 13 | 0 | 13 | 0 | 0 | 0 | 0 | 0 | 0 | 1
|  |  |  | Harijan Tola |  | 0 | 0 | 0 | 23 | 0 | 23 | 0 | 0 | 0 | 0 | 0 | 0 | 0
|  |  |  | Sub-Total |  | 0 | 0 | 0 | 74 | 0 | 74 | 0 | 0 | 0 | 1 | 0 | 0 | 1
|  |  | 7 | Ramchandarpur | 1174900 | 1 | 1 | 0 | 32 | 32 | 0 | 0 | 0 | 0 | 0 | 0 | 0 | 1
|  |  |  | Ama Tola |  | 1 | 0 | 1 | 28 | 0 | 28 | 0 | 0 | 0 | 0 | 0 | 0 | 0
|  |  |  | Miya Tola |  | 0 | 0 | 0 | 11 | 0 | 11 | 0 | 0 | 0 | 0 | 0 | 0 | 0
|  |  |  | Mandal Tola |  | 0 | 0 | 0 | 2 | 0 | 2 | 0 | 0 | 0 | 0 | 0 | 0 | 0
|  |  |  | Naya Tola |  | 1 | 0 | 1 | 31 | 0 | 31 | 0 | 0 | 0 | 0 | 0 | 0 | 0
|  |  |  | Niche Tola |  | 1 | 0 | 1 | 18 | 0 | 18 | 0 | 0 | 0 | 0 | 0 | 0 | 0
|  |  |  | Sub-Total |  | 4 | 1 | 3 | 122 | 32 | 90 | 0 | 0 | 0 | 0 | 0 | 0 | 1
|  |  | 8 | Salaiya | 1175900 | 0 | 0 | 0 | 8 | 0 | 8 | 0 | 0 | 0 | 0 | 0 | 0 | 0
|  |  |  | Kol Tola |  | 0 | 0 | 0 | 3 | 0 | 3 | 0 | 0 | 0 | 0 | 0 | 0 | 0
|  |  |  | Harijan Tola |  | 0 | 0 | 0 | 11 | 0 | 11 | 0 | 0 | 0 | 0 | 0 | 0 | 0
|  |  |  | Madhu Santhali |  | 0 | 0 | 0 | 4 | 0 | 4 | 0 | 0 | 0 | 0 | 0 | 0 | 0
|  |  |  | Primari school |  | 0 | 0 | 0 | 5 | 5 | 0 | 5 | 5 | 0 | 0 | 0 | 0 | 0
|  |  |  | Sub-Total |  | 0 | 0 | 0 | 31 | 5 | 26 | 5 | 5 | 0 | 0 | 0 | 0 | 0
|  |  | 9 | Kolharia | 1176000 | 0 | 0 | 0 | 0 | 0 | 0 | 0 | 0 | 0 | 0 | 0 | 0 | 0
|  |  |  | East Tola |  | 0 | 0 | 0 | 0 | 0 | 0 | 0 | 0 | 0 | 0 | 0 | 0 | 0
|  |  |  | Harijan Tola |  | 0 | 0 | 0 | 0 | 0 | 0 | 0 | 0 | 0 | 0 | 0 | 0 | 0
|  |  |  | KoliTanr |  | 0 | 0 | 0 | 0 | 0 | 0 | 0 | 0 | 0 | 0 | 0 | 0 | 0
|  |  |  | School Tola |  | 0 | 0 | 0 | 0 | 0 | 0 | 0 | 0 | 0 | 0 | 0 | 0 | 0
|  |  |  | Sub-Total |  | 0 | 0 | 0 | 0 | 0 | 0 | 0 | 0 | 0 | 0 | 0 | 0 | 0
|  |  | 10 | Bhawanpur | 1176100 | 0 | 0 | 0 | 6 | 0 | 6 | 0 | 0 | 0 | 0 | 0 | 0 | 0
|  |  |  | Bhavan Tola |  | 0 | 0 | 0 | 6 | 0 | 6 | 0 | 0 | 0 | 0 | 0 | 0 | 0
|  |  |  | Rajwar Tola |  | 0 | 0 | 0 | 5 | 0 | 5 | 0 | 0 | 0 | 0 | 0 | 0 | 0
|  |  |  | Dubra Tola |  | 0 | 0 | 0 | 0 | 0 | 0 | 0 | 0 | 0 | 0 | 0 | 0 | 0
|  |  |  | Santhal Tola |  | 1 | 0 | 1 | 13 | 0 | 13 | 0 | 0 | 0 | 0 | 0 | 0 | 0
|  |  |  | Sub-Total |  | 1 | 0 | 1 | 30 | 0 | 30 | 0 | 0 | 0 | 0 | 0 | 0 | 0
|  |  | 11 | Chunglo | 1176300 | 0 | 0 | 0 | 20 | 1 | 19 | 1 | 1 | 0 | 0 | 0 | 0 | 0
|  |  |  | Sub-Total |  | 0 | 0 | 0 | 20 | 1 | 19 | 1 | 1 | 0 | 0 | 0 | 0 | 0
|  |  | 12 | Gariya | 1176400 | 0 | 0 | 0 | 16 | 3 | 13 | 3 | 3 | 0 | 0 | 0 | 0 | 0
|  |  |  | Bavan Tola |  | 0 | 0 | 0 | 13 | 6 | 7 | 6 | 6 | 0 | 0 | 0 | 0 | 0
|  |  |  | Santhal Tola |  | 1 | 0 | 1 | 7 | 0 | 7 | 9 | 0 | 9 | 0 | 0 | 0 | 0
|  |  |  | Harijan Tola |  | 0 | 0 | 0 | 5 | 0 | 5 | 0 | 0 | 0 | 0 | 0 | 0 | 0
|  |  |  | Pujhor Tola |  | 0 | 0 | 0 | 13 | 4 | 9 | 4 | 4 | 0 | 0 | 0 | 0 | 0
|  |  |  | Yadav Tola |  | 0 | 0 | 0 | 1 | 1 | 0 | 1 | 1 | 0 | 0 | 0 | 0 | 0
|  |  |  | Magali Tola |  | 1 | 0 | 1 | 10 | 0 | 10 | 8 | 0 | 8 | 0 | 0 | 0 | 0
|  |  |  | Reshna Center |  | 0 | 0 | 0 | 3 | 5 | -2 | 5 | 5 | 0 | 0 | 0 | 0 | 0
|  |  |  | Radha Glass Factory |  | 0 | 0 | 0 | 11 | 0 | 11 | 0 | 0 | 0 | 0 | 0 | 0 | 0
|  |  |  | Sub-Total |  | 2 | 0 | 2 | 79 | 19 | 60 | 36 | 19 | 17 | 0 | 0 | 0 | 0
|  |  | 13 | Fathepur | 1177200 | 0 | 0 | 0 | 19 | 0 | 19 | 0 | 0 | 0 | 0 | 0 | 0 | 0
|  |  |  | Niche Tola |  | 0 | 0 | 0 | 11 | 0 | 11 | 0 | 0 | 0 | 0 | 0 | 0 | 0
|  |  |  | Miya Tola |  | 0 | 0 | 0 | 8 | 0 | 8 | 0 | 0 | 0 | 0 | 0 | 0 | 0
|  |  |  | Sub-Total |  | 0 | 0 | 0 | 38 | 0 | 38 | 0 | 0 | 0 | 0 | 0 | 0 | 0
|  |  | 14 | Patwabad | 1177300 | 0 | 0 | 0 | 51 | 0 | 51 | 0 | 0 | 0 | 0 | 0 | 0 | 0
|  |  |  | Bich Tola |  | 0 | 0 | 0 | 34 | 0 | 34 | 0 | 0 | 0 | 0 | 0 | 0 | 0
|  |  |  | Niche Tola |  | 0 | 0 | 0 | 31 | 0 | 31 | 0 | 0 | 0 | 0 | 0 | 0 | 0
|  |  |  | Uppar Tola |  | 0 | 0 | 0 | 13 | 0 | 13 | 0 | 0 | 0 | 0 | 0 | 0 | 0
|  |  |  | Kabrstan Tola |  | 0 | 0 | 0 | 11 | 0 | 11 | 0 | 0 | 0 | 0 | 0 | 0 | 0
|  |  |  | Miya Tola |  | 0 | 0 | 0 | 51 | 8 | 43 | 8 | 8 | 0 | 0 | 0 | 0 | 0
|  |  |  | Sub-Total |  | 0 | 0 | 0 | 191 | 8 | 183 | 8 | 8 | 0 | 0 | 0 | 0 | 0
|  |  | 15 | Pharpur Harijan Tola | 1177400 | 0 | 0 | 0 | 25 | 0 | 25 | 0 | 0 | 0 | 0 | 0 | 0 | 0
|  |  |  | Uppar Tola |  | 0 | 0 | 0 | 7 | 0 | 7 | 0 | 0 | 0 | 0 | 0 | 0 | 0
|  |  |  | Niche Tola |  | 0 | 0 | 0 | 48 | 0 | 48 | 0 | 0 | 0 | 0 | 0 | 0 | 0
|  |  |  | Sub-Total |  | 0 | 0 | 0 | 80 | 0 | 80 | 0 | 0 | 0 | 0 | 0 | 0 | 0
|  |  | 16 | Sabaijor | 1177500 | 0 | 0 | 0 | 14 | 5 | 9 | 5 | 5 | 0 | 1 | 0 | 0 | 0
|  |  |  | Yadav Tola |  | 0 | 0 | 0 | 19 | 5 | 14 | 5 | 5 | 0 | 0 | 0 | 0 | 0
|  |  |  | Rawani Tola |  | 0 | 0 | 0 | 19 | 13 | 6 | 13 | 13 | 0 | 0 | 0 | 0 | 0
|  |  |  | Sub-Total |  | 0 | 0 | 0 | 52 | 23 | 29 | 23 | 23 | 0 | 1 | 0 | 0 | 0
|  |  | 17 | Nawadih Chhit | 1177900 | 0 | 0 | 0 | 3 | 0 | 3 | 0 | 0 | 0 | 0 | 0 | 0 | 1
|  |  |  | Sub-Total |  | 0 | 0 | 0 | 3 | 0 | 3 | 0 | 0 | 0 | 0 | 0 | 0 | 1
|  |  | 18 | Narainpur | 1178000 | 0 | 0 | 0 | 3 | 0 | 3 | 0 | 0 | 0 | 0 | 0 | 0 | 0
|  |  |  | Dhawatanr |  | 0 | 0 | 0 | 3 | 0 | 3 | 0 | 0 | 0 | 0 | 0 | 0 | 0
|  |  |  | Khrtanr |  | 0 | 0 | 0 | 1 | 0 | 1 | 0 | 0 | 0 | 0 | 0 | 0 | 0
|  |  |  | Arria Pahri |  | 0 | 0 | 0 | 2 | 0 | 2 | 0 | 0 | 0 | 0 | 0 | 0 | 0
|  |  |  | 16 Gali No.16 |  | 0 | 0 | 0 | 15 | 0 | 15 | 0 | 0 | 0 | 0 | 0 | 0 | 0
|  |  |  | Kanka Rwatanr |  | 0 | 0 | 0 | 11 | 0 | 11 | 0 | 0 | 0 | 0 | 0 | 0 | 0
|  |  |  | Darji Tola |  | 0 | 0 | 0 | 14 | 0 | 14 | 0 | 0 | 0 | 0 | 0 | 0 | 0
|  |  |  | Haji Gali |  | 0 | 0 | 0 | 24 | 0 | 24 | 0 | 0 | 0 | 0 | 0 | 0 | 0
|  |  |  | Nawabmor |  | 0 | 0 | 0 | 47 | 0 | 47 | 0 | 0 | 0 | 0 | 0 | 0 | 0
|  |  |  | Sub-Total |  | 0 | 0 | 0 | 120 | 0 | 120 | 0 | 0 | 0 | 0 | 0 | 0 | 0
|  |  | 19 | Siktia | 1178500 | 0 | 0 | 0 | 0 | 0 | 0 | 0 | 0 | 0 | 0 | 0 | 0 | 0
|  |  |  | Balwadih |  | 1 | 0 | 1 | 19 | 0 | 19 | 0 | 0 | 0 | 0 | 0 | 0 | 0
|  |  |  | Bhodal |  | 1 | 0 | 1 | 30 | 0 | 30 | 0 | 0 | 0 | 0 | 0 | 0 | 0
|  |  |  | Dhowararh |  | 1 | 0 | 1 | 25 | 0 | 25 | 2 | 0 | 2 | 0 | 0 | 0 | 0
|  |  |  | Harisan |  | 1 | 0 | 1 | 12 | 0 | 12 | 0 | 0 | 0 | 0 | 0 | 0 | 0
|  |  |  | Hatiya |  | 0 | 0 | 0 | 7 | 0 | 7 | 0 | 0 | 0 | 0 | 0 | 0 | 0
|  |  |  | Jagdishpur |  | 0 | 0 | 0 | 0 | 0 | 0 | 0 | 0 | 0 | 0 | 0 | 0 | 0
|  |  |  | Lawandih |  | 1 | 0 | 1 | 7 | 0 | 7 | 6 | 0 | 6 | 0 | 0 | 0 | 0
|  |  |  | Santhal |  | 1 | 0 | 1 | 14 | 0 | 14 | 3 | 0 | 3 | 0 | 0 | 0 | 0
|  |  |  | Santhal Bich |  | 1 | 0 | 1 | 27 | 0 | 27 | 0 | 0 | 0 | 0 | 0 | 0 | 0
|  |  |  | Sub-Total |  | 7 | 0 | 7 | 141 | 0 | 141 | 11 | 0 | 11 | 0 | 0 | 0 | 0
|  |  | 20 | Kumargaria | 1178800 | 0 | 0 | 0 | 11 | 0 | 11 | 0 | 0 | 0 | 0 | 0 | 0 | 0
|  |  |  | Harijan Tola |  | 0 | 0 | 0 | 3 | 0 | 3 | 0 | 0 | 0 | 0 | 0 | 0 | 0
|  |  |  | Mahto Tola |  | 0 | 0 | 0 | 4 | 0 | 4 | 0 | 0 | 0 | 0 | 0 | 0 | 0
|  |  |  | Ansari Tola |  | 0 | 0 | 0 | 1 | 0 | 1 | 0 | 0 | 0 | 0 | 0 | 0 | 0
|  |  |  | Niche Tola |  | 1 | 0 | 1 | 14 | 0 | 14 | 0 | 0 | 0 | 0 | 0 | 0 | 0
|  |  |  | Sub-Total |  | 1 | 0 | 1 | 33 | 0 | 33 | 0 | 0 | 0 | 0 | 0 | 0 | 0
|  |  | 21 | Jhilua | 1178900 | 0 | 0 | 0 | 7 | 0 | 7 | 0 | 0 | 0 | 0 | 0 | 0 | 0
|  |  |  | School Tola |  | 0 | 0 | 0 | 11 | 1 | 10 | 1 | 1 | 0 | 1 | 0 | 0 | 0
|  |  |  | Yadav Tola |  | 0 | 0 | 0 | 17 | 0 | 17 | 0 | 0 | 0 | 0 | 0 | 0 | 0
|  |  |  | Miya Tola |  | 1 | 0 | 1 | 22 | 0 | 22 | 0 | 0 | 0 | 0 | 0 | 0 | 0
|  |  |  | Mahto Tola |  | 1 | 0 | 1 | 7 | 0 | 7 | 0 | 0 | 0 | 0 | 0 | 0 | 0
|  |  |  | Sub-Total |  | 2 | 0 | 2 | 64 | 1 | 63 | 1 | 1 | 0 | 1 | 0 | 0 | 0
|  |  | 22 | Kano | 1179400 | 0 | 0 | 0 | 16 | 1 | 15 | 1 | 1 | 0 | 0 | 0 | 0 | 0
|  |  |  | Santhal Tola |  | 0 | 0 | 0 | 11 | 1 | 10 | 1 | 1 | 0 | 0 | 0 | 0 | 0
|  |  |  | Sub-Total |  | 0 | 0 | 0 | 27 | 2 | 25 | 2 | 2 | 0 | 0 | 0 | 0 | 0
|  |  | 23 | Thinghara | 1179600 | 0 | 0 | 0 | 9 | 2 | 7 | 2 | 2 | 0 | 1 | 0 | 0 | 0
|  |  |  | Sub-Total |  | 0 | 0 | 0 | 9 | 2 | 7 | 2 | 2 | 0 | 1 | 0 | 0 | 0
|  |  | 24 | Jaridih | 1179800 | 0 | 0 | 0 | 79 | 0 | 79 | 0 | 0 | 0 | 1 | 0 | 0 | 0
|  |  |  | Sub-Total |  | 0 | 0 | 0 | 79 | 0 | 79 | 0 | 0 | 0 | 1 | 0 | 0 | 0
|  |  | 25 | Bhabhandhia | 1179900 | 0 | 0 | 0 | 19 | 0 | 19 | 0 | 0 | 0 | 0 | 0 | 0 | 0
|  |  |  | Gramin Banr |  | 0 | 0 | 0 | 8 | 0 | 8 | 0 | 0 | 0 | 0 | 0 | 0 | 0
|  |  |  | Kumhar Tola |  | 1 | 0 | 1 | 11 | 0 | 11 | 0 | 0 | 0 | 0 | 0 | 0 | 0
|  |  |  | Sanathal Tola |  | 1 | 0 | 1 | 12 | 0 | 12 | 0 | 0 | 0 | 0 | 0 | 0 | 0
|  |  |  | Mahto Tola |  | 1 | 0 | 1 | 5 | 0 | 5 | 0 | 0 | 0 | 0 | 0 | 0 | 0
|  |  |  | Sub-Total |  | 3 | 0 | 3 | 55 | 0 | 55 | 0 | 0 | 0 | 0 | 0 | 0 | 0
|  |  | 26 | Silgaria | 1180000 | 0 | 0 | 0 | 64 | 3 | 61 | 3 | 3 | 0 | 0 | 0 | 0 | 0
|  |  |  | Sub-Total |  | 0 | 0 | 0 | 64 | 3 | 61 | 3 | 3 | 0 | 0 | 0 | 0 | 0
|  |  | 27 | Dhamni | 1180100 | 0 | 0 | 0 | 28 | 0 | 28 | 0 | 0 | 0 | 1 | 0 | 0 | 0
|  |  |  | Kol Tola |  | 1 | 0 | 1 | 29 | 0 | 29 | 5 | 0 | 5 | 0 | 0 | 0 | 0
|  |  |  | Pujhor Tola |  | 1 | 0 | 1 | 10 | 0 | 10 | 0 | 0 | 0 | 0 | 0 | 0 | 0
|  |  |  | Harijan Tola |  | 1 | 0 | 1 | 36 | 0 | 36 | 0 | 0 | 0 | 0 | 0 | 0 | 0
|  |  |  | Santhal Tola |  | 1 | 0 | 1 | 20 | 0 | 20 | 0 | 0 | 0 | 0 | 0 | 0 | 0
|  |  |  | Lalimanda Tola |  | 0 | 0 | 0 | 18 | 0 | 18 | 0 | 0 | 0 | 0 | 0 | 0 | 0
|  |  |  | School Tola |  | 0 | 0 | 0 | 22 | 0 | 22 | 0 | 0 | 0 | 0 | 0 | 0 | 0
|  |  |  | Sekh Tola |  | 0 | 0 | 0 | 20 | 0 | 20 | 0 | 0 | 0 | 0 | 0 | 0 | 0
|  |  |  | Sub-Total |  | 4 | 0 | 4 | 183 | 0 | 183 | 5 | 0 | 5 | 1 | 0 | 0 | 0
|  |  | 28 | Dorhi | 1180700 | 0 | 0 | 0 | 21 | 1 | 20 | 1 | 1 | 0 | 0 | 0 | 0 | 0
|  |  |  | Sub-Total |  | 0 | 0 | 0 | 21 | 1 | 20 | 1 | 1 | 0 | 0 | 0 | 0 | 0
|  |  | 29 | Phulchi | 1180800 | 0 | 0 | 0 | 35 | 24 | 11 | 24 | 24 | 0 | 0 | 0 | 0 | 0
|  |  |  | Uppar Tola |  | 0 | 0 | 0 | 28 | 0 | 28 | 0 | 0 | 0 | 0 | 0 | 0 | 0
|  |  |  | School Tola |  | 0 | 0 | 0 | 9 | 6 | 3 | 6 | 6 | 0 | 0 | 0 | 0 | 0
|  |  |  | Miya Tola |  | 0 | 0 | 0 | 16 | 7 | 9 | 7 | 7 | 0 | 0 | 0 | 0 | 0
|  |  |  | Niche Tola |  | 0 | 0 | 0 | 19 | 18 | 1 | 18 | 18 | 0 | 0 | 0 | 0 | 0
|  |  |  | Ghatwal Tola |  | 1 | 0 | 1 | 11 | 0 | 11 | 0 | 0 | 0 | 0 | 0 | 0 | 0
|  |  |  | Sub-Total |  | 1 | 0 | 1 | 118 | 55 | 63 | 55 | 55 | 0 | 0 | 0 | 0 | 0
|  |  | 30 | Karbhinda | 1180900 | 0 | 0 | 0 | 4 | 0 | 4 | 0 | 0 | 0 | 0 | 0 | 0 | 0
|  |  |  | Harijan Tola |  | 0 | 0 | 0 | 11 | 0 | 11 | 0 | 0 | 0 | 0 | 0 | 0 | 0
|  |  |  | Miya Tola |  | 0 | 0 | 0 | 5 | 5 | 0 | 5 | 5 | 0 | 0 | 0 | 0 | 0
|  |  |  | Sub-Total |  | 0 | 0 | 0 | 20 | 5 | 15 | 5 | 5 | 0 | 0 | 0 | 0 | 0
|  |  | 31 | Chogakhar | 1181000 | 0 | 0 | 0 | 30 | 0 | 30 | 0 | 0 | 0 | 0 | 0 | 0 | 0
|  |  |  | Yadav Tola |  | 0 | 0 | 0 | 12 | 0 | 12 | 0 | 0 | 0 | 0 | 0 | 0 | 0
|  |  |  | Pandit Tola |  | 0 | 0 | 0 | 24 | 0 | 24 | 0 | 0 | 0 | 0 | 0 | 0 | 0
|  |  |  | Sub-Total |  | 0 | 0 | 0 | 66 | 0 | 66 | 0 | 0 | 0 | 0 | 0 | 0 | 0
|  |  | 32 | Gundlitanr | 1181300 | 0 | 0 | 0 | 99 | 11 | 88 | 11 | 11 | 0 | 1 | 0 | 0 | 0
|  |  |  | Madarsa Tola |  | 0 | 0 | 0 | 24 | 0 | 24 | 0 | 0 | 0 | 0 | 0 | 0 | 0
|  |  |  | Kol Tola |  | 0 | 0 | 0 | 12 | 1 | 11 | 1 | 1 | 0 | 0 | 0 | 0 | 0
|  |  |  | Sub-Total |  | 0 | 0 | 0 | 135 | 12 | 123 | 12 | 12 | 0 | 1 | 0 | 0 | 0
|  |  | 33 | Tetihiabank | 1181400 | 0 | 0 | 0 | 11 | 5 | 6 | 5 | 5 | 0 | 0 | 0 | 0 | 0
|  |  |  | Mahuatanr |  | 0 | 0 | 0 | 10 | 0 | 10 | 0 | 0 | 0 | 0 | 0 | 0 | 0
|  |  |  | Yadav Tola |  | 0 | 0 | 0 | 5 | 0 | 5 | 0 | 0 | 0 | 0 | 0 | 0 | 0
|  |  |  | Kesari Tola |  | 0 | 0 | 0 | 3 | 1 | 2 | 1 | 1 | 0 | 0 | 0 | 0 | 0
|  |  |  | Dhobi Tola |  | 0 | 0 | 0 | 12 | 1 | 11 | 1 | 1 | 0 | 0 | 0 | 0 | 0
|  |  |  | Pujhor Tola |  | 1 | 0 | 1 | 9 | 0 | 9 | 7 | 0 | 7 | 0 | 0 | 0 | 0
|  |  |  | Sub-Total |  | 1 | 0 | 1 | 50 | 7 | 43 | 14 | 7 | 7 | 0 | 0 | 0 | 0
|  |  | 34 | Harlatanr | 1181600 | 0 | 0 | 0 | 9 | 0 | 9 | 0 | 0 | 0 | 0 | 0 | 0 | 0
|  |  |  | Sub-Total |  | 0 | 0 | 0 | 9 | 0 | 9 | 0 | 0 | 0 | 0 | 0 | 0 | 0
|  |  | 35 | Sapha | 1181700 | 0 | 0 | 0 | 43 | 0 | 43 | 0 | 0 | 0 | 0 | 1 | 0 | 0
|  |  |  | Sub-Total |  | 0 | 0 | 0 | 43 | 0 | 43 | 0 | 0 | 0 | 0 | 1 | 0 | 0
|  |  | 36 | Pokharia Muslim Tola | 1181800 | 0 | 0 | 0 | 18 | 0 | 18 | 0 | 0 | 0 | 0 | 0 | 0 | 0
|  |  |  | Yadav Tola |  | 0 | 0 | 0 | 11 | 0 | 11 | 0 | 0 | 0 | 0 | 0 | 0 | 0
|  |  |  | Harijan Tola |  | 0 | 0 | 0 | 12 | 1 | 11 | 1 | 1 | 0 | 0 | 0 | 0 | 0
|  |  |  | Sub-Total |  | 0 | 0 | 0 | 41 | 1 | 40 | 1 | 1 | 0 | 0 | 0 | 0 | 0
|  |  | 37 | Lakhna | 1181900 | 0 | 0 | 0 | 13 | 1 | 12 | 1 | 1 | 0 | 0 | 0 | 0 | 0
|  |  |  | Lukuanwa Tola |  | 0 | 0 | 0 | 5 | 1 | 4 | 1 | 1 | 0 | 0 | 0 | 0 | 0
|  |  |  | Muslim Tola |  | 0 | 0 | 0 | 10 | 0 | 10 | 0 | 0 | 0 | 0 | 0 | 0 | 0
|  |  |  | Niche Tola |  | 0 | 0 | 0 | 6 | 1 | 5 | 1 | 1 | 0 | 1 | 0 | 0 | 0
|  |  |  | Uppar Tola |  | 1 | 0 | 1 | 8 | 0 | 8 | 0 | 0 | 0 | 0 | 0 | 0 | 0
|  |  |  | Sub-Total |  | 1 | 0 | 1 | 42 | 3 | 39 | 3 | 3 | 0 | 1 | 0 | 0 | 0
|  |  | 38 | Bherwa | 1182000 | 0 | 0 | 0 | 16 | 3 | 13 | 3 | 3 | 0 | 0 | 0 | 0 | 0
|  |  |  | Niche Harijan Tola |  | 0 | 0 | 0 | 23 | 16 | 7 | 16 | 16 | 0 | 0 | 0 | 0 | 0
|  |  |  | Santhal Tola |  | 1 | 1 | 0 | 48 | 48 | 0 | 13 | 13 | 0 | 0 | 0 | 0 | 0
|  |  |  | Miya Tola |  | 0 | 0 | 0 | 47 | 12 | 35 | 12 | 12 | 0 | 0 | 0 | 0 | 0
|  |  |  | Mahto Tola |  | 0 | 0 | 0 | 21 | 6 | 15 | 6 | 6 | 0 | 0 | 0 | 0 | 0
|  |  |  | Dom Tola |  | 0 | 0 | 0 | 28 | 8 | 20 | 8 | 8 | 0 | 0 | 0 | 0 | 0
|  |  |  | Harijan Tola |  | 0 | 0 | 0 | 27 | 14 | 13 | 14 | 14 | 0 | 0 | 0 | 0 | 0
|  |  |  | Sub-Total |  | 1 | 1 | 0 | 210 | 107 | 103 | 72 | 72 | 0 | 0 | 0 | 0 | 0
|  |  | 39 | Nawadih | 1182100 | 0 | 0 | 0 | 0 | 0 | 0 | 0 | 0 | 0 | 0 | 0 | 0 | 0
|  |  |  | Big Harijan Tola |  | 0 | 0 | 0 | 21 | 10 | 11 | 10 | 10 | 0 | 0 | 0 | 0 | 0
|  |  |  | Blayar Tola |  | 0 | 0 | 0 | 19 | 2 | 17 | 2 | 2 | 0 | 0 | 0 | 0 | 0
|  |  |  | Niche Harijan Tola |  | 0 | 0 | 0 | 5 | 8 | -3 | 8 | 8 | 0 | 0 | 0 | 0 | 0
|  |  |  | Sesh Harijan Tola |  | 0 | 0 | 0 | 9 | 8 | 1 | 8 | 8 | 0 | 0 | 0 | 0 | 0
|  |  |  | Mohli Tola |  | 0 | 0 | 0 | 6 | 6 | 0 | 6 | 6 | 0 | 0 | 0 | 0 | 0
|  |  |  | Dom Tola |  | 0 | 0 | 0 | 5 | 5 | 0 | 5 | 5 | 0 | 0 | 0 | 0 | 0
|  |  |  | Niche Tola |  | 1 | 0 | 1 | 38 | 0 | 38 | 0 | 0 | 0 | 0 | 0 | 0 | 0
|  |  |  | Sub-Total |  | 1 | 0 | 1 | 103 | 39 | 64 | 39 | 39 | 0 | 0 | 0 | 0 | 0
|  |  | 40 | Piprasol | 1182200 | 0 | 0 | 0 | 3 | 0 | 3 | 0 | 0 | 0 | 1 | 0 | 0 | 0
|  |  |  | Santhal Tola |  | 1 | 0 | 1 | 31 | 0 | 31 | 9 | 0 | 9 | 0 | 0 | 0 | 0
|  |  |  | Bhagat Tola |  | 0 | 0 | 0 | 0 | 0 | 0 | 0 | 0 | 0 | 0 | 0 | 0 | 0
|  |  |  | Rajwar Tola |  | 0 | 0 | 0 | 7 | 5 | 2 | 5 | 5 | 0 | 0 | 0 | 0 | 0
|  |  |  | East Bhagat Tola |  | 0 | 0 | 0 | 8 | 0 | 8 | 0 | 0 | 0 | 0 | 0 | 0 | 0
|  |  |  | Yadav Tola |  | 0 | 0 | 0 | 9 | 0 | 9 | 0 | 0 | 0 | 0 | 0 | 0 | 0
|  |  |  | Upper Harijan Tola |  | 0 | 0 | 0 | 10 | 1 | 9 | 1 | 1 | 0 | 0 | 0 | 0 | 0
|  |  |  | Dhako Tilha |  | 0 | 0 | 0 | 3 | 0 | 3 | 0 | 0 | 0 | 0 | 0 | 0 | 0
|  |  |  | West Harijan Tola |  | 0 | 0 | 0 | 21 | 6 | 15 | 6 | 6 | 0 | 0 | 0 | 0 | 0
|  |  |  | Sub-Total |  | 1 | 0 | 1 | 92 | 12 | 80 | 21 | 12 | 9 | 1 | 0 | 0 | 0
|  |  | 41 | Maniardih | 1186200 | 0 | 0 | 0 | 29 | 0 | 29 | 0 | 0 | 0 | 0 | 0 | 0 | 0
|  |  |  | Sub-Total |  | 0 | 0 | 0 | 29 | 0 | 29 | 0 | 0 | 0 | 0 | 0 | 0 | 0
|  |  | 42 | Jama | 1186500 | 0 | 0 | 0 | 7 | 0 | 7 | 0 | 0 | 0 | 0 | 0 | 0 | 0
|  |  |  | Kawani Tola |  | 0 | 0 | 0 | 16 | 9 | 7 | 9 | 9 | 0 | 0 | 0 | 0 | 0
|  |  |  | Niche Tola |  | 0 | 0 | 0 | 20 | 0 | 20 | 0 | 0 | 0 | 0 | 0 | 0 | 0
|  |  |  | Sub-Total |  | 0 | 0 | 0 | 43 | 9 | 34 | 9 | 9 | 0 | 0 | 0 | 0 | 0
|  |  | 43 | Joniaya | 1186600 | 0 | 0 | 0 | 8 | 3 | 5 | 3 | 3 | 0 | 0 | 0 | 0 | 0
|  |  |  | Niche Tola |  | 0 | 0 | 0 | 17 | 3 | 14 | 3 | 3 | 0 | 0 | 0 | 0 | 0
|  |  |  | Koiry Tola |  | 0 | 0 | 0 | 19 | 1 | 18 | 1 | 1 | 0 | 0 | 0 | 0 | 0
|  |  |  | Pakrichatti |  | 0 | 0 | 0 | 8 | 0 | 8 | 0 | 0 | 0 | 0 | 0 | 0 | 0
|  |  |  | Uppar Tola |  | 0 | 0 | 0 | 12 | 3 | 9 | 3 | 3 | 0 | 0 | 0 | 0 | 0
|  |  |  | School Tola |  | 0 | 0 | 0 | 47 | 3 | 44 | 3 | 3 | 0 | 0 | 0 | 0 | 0
|  |  |  | Sub-Total |  | 0 | 0 | 0 | 111 | 13 | 98 | 13 | 13 | 0 | 0 | 0 | 0 | 0
|  |  | 44 | Bara Sanghra | 1186800 | 0 | 0 | 0 | 18 | 0 | 18 | 0 | 0 | 0 | 0 | 0 | 0 | 0
|  |  |  | Bich Tola |  | 0 | 0 | 0 | 26 | 12 | 14 | 12 | 12 | 0 | 0 | 0 | 0 | 0
|  |  |  | Harijan Tola |  | 0 | 0 | 0 | 18 | 7 | 11 | 7 | 7 | 0 | 0 | 0 | 0 | 0
|  |  |  | Miya Tola |  | 0 | 0 | 0 | 4 | 0 | 4 | 0 | 0 | 0 | 0 | 0 | 0 | 0
|  |  |  | Sub-Total |  | 0 | 0 | 0 | 66 | 19 | 47 | 19 | 19 | 0 | 0 | 0 | 0 | 0
|  |  | 45 | Marghati Jamuni Tola | 1186900 | 0 | 0 | 0 | 17 | 0 | 17 | 0 | 0 | 0 | 0 | 0 | 0 | 0
|  |  |  | Uppar Tola |  | 0 | 0 | 0 | 16 | 0 | 16 | 0 | 0 | 0 | 0 | 0 | 0 | 0
|  |  |  | Niche Tola |  | 0 | 0 | 0 | 7 | 0 | 7 | 0 | 0 | 0 | 0 | 0 | 0 | 0
|  |  |  | Sub-Total |  | 0 | 0 | 0 | 40 | 0 | 40 | 0 | 0 | 0 | 0 | 0 | 0 | 0
|  |  | 46 | Kesargara | 1187000 | 0 | 0 | 0 | 20 | 1 | 19 | 1 | 1 | 0 | 0 | 0 | 0 | 0
|  |  |  | Urdu School |  | 0 | 0 | 0 | 0 | 0 | 0 | 0 | 0 | 0 | 0 | 0 | 0 | 0
|  |  |  | Masjid Tola |  | 0 | 0 | 0 | 12 | 0 | 12 | 0 | 0 | 0 | 0 | 0 | 0 | 0
|  |  |  | Khamar Tola |  | 0 | 0 | 0 | 6 | 2 | 4 | 2 | 2 | 0 | 0 | 0 | 0 | 0
|  |  |  | Niche Tola |  | 1 | 0 | 1 | 19 | 0 | 19 | 0 | 0 | 0 | 0 | 0 | 0 | 0
|  |  |  | Santhal Tola |  | 0 | 0 | 0 | 19 | 3 | 16 | 3 | 3 | 0 | 0 | 0 | 0 | 0
|  |  |  | Harijan Tola |  | 0 | 0 | 0 | 25 | 1 | 24 | 1 | 1 | 0 | 0 | 0 | 0 | 0
|  |  |  | Miyan Tola |  | 0 | 0 | 0 | 49 | 3 | 46 | 3 | 3 | 0 | 0 | 0 | 0 | 0
|  |  |  | Sub-Total |  | 1 | 0 | 1 | 150 | 10 | 140 | 10 | 10 | 0 | 0 | 0 | 0 | 0
|  |  | 47 | Rajadha Santhal Tola | 1187400 | 1 | 1 | 0 | 30 | 30 | 0 | 0 | 0 | 0 | 0 | 0 | 0 | 0
|  |  |  | Phulchi |  | 0 | 0 | 0 | 8 | 0 | 8 | 0 | 0 | 0 | 0 | 0 | 0 | 0
|  |  |  | Miya Tola |  | 0 | 0 | 0 | 13 | 0 | 13 | 0 | 0 | 0 | 0 | 0 | 0 | 0
|  |  |  | Nicha Tola |  | 0 | 0 | 0 | 10 | 0 | 10 | 0 | 0 | 0 | 0 | 0 | 0 | 0
|  |  |  | School Tola |  | 1 | 0 | 1 | 24 | 0 | 24 | 0 | 0 | 0 | 1 | 0 | 0 | 0
|  |  |  | Karbariya Tola |  | 1 | 0 | 1 | 20 | 0 | 20 | 0 | 0 | 0 | 0 | 0 | 0 | 0
|  |  |  | Nayadih Tola |  | 1 | 0 | 1 | 25 | 0 | 25 | 0 | 0 | 0 | 0 | 0 | 0 | 0
|  |  |  | Sub-Total |  | 4 | 1 | 3 | 130 | 30 | 100 | 0 | 0 | 0 | 1 | 0 | 0 | 0
|  |  | 48 | Daliapathar | 1187500 | 0 | 0 | 0 | 37 | 2 | 35 | 2 | 2 | 0 | 1 | 0 | 0 | 1
|  |  |  | Bich Tola |  | 0 | 0 | 0 | 21 | 0 | 21 | 0 | 0 | 0 | 0 | 0 | 0 | 1
|  |  |  | Bangali Tola |  | 1 | 0 | 1 | 7 | 0 | 7 | 0 | 0 | 0 | 0 | 0 | 0 | 0
|  |  |  | Sub-Total |  | 1 | 0 | 1 | 65 | 2 | 63 | 2 | 2 | 0 | 1 | 0 | 0 | 2
|  |  | 49 | Kalajor | 1187600 | 0 | 0 | 0 | 17 | 0 | 17 | 0 | 0 | 0 | 0 | 0 | 0 | 0
|  |  |  | Baban Tola |  | 0 | 0 | 0 | 32 | 0 | 32 | 0 | 0 | 0 | 1 | 0 | 0 | 0
|  |  |  | Barahil Tola |  | 0 | 0 | 0 | 15 | 0 | 15 | 0 | 0 | 0 | 0 | 0 | 0 | 0
|  |  |  | Harijan Tola |  | 0 | 0 | 0 | 17 | 0 | 17 | 0 | 0 | 0 | 0 | 0 | 0 | 0
|  |  |  | Kumhar Tola |  | 0 | 0 | 0 | 30 | 0 | 30 | 0 | 0 | 0 | 0 | 0 | 0 | 0
|  |  |  | Muslim Tola |  | 0 | 0 | 0 | 8 | 0 | 8 | 0 | 0 | 0 | 0 | 0 | 0 | 0
|  |  |  | Santhal Tola |  | 0 | 0 | 0 | 14 | 0 | 14 | 0 | 0 | 0 | 1 | 0 | 0 | 0
|  |  |  | School Tola Up |  | 0 | 0 | 0 | 8 | 0 | 8 | 0 | 0 | 0 | 0 | 0 | 0 | 0
|  |  |  | School Tola Down |  | 0 | 0 | 0 | 14 | 0 | 14 | 0 | 0 | 0 | 0 | 0 | 0 | 0
|  |  |  | Sub-Total |  | 0 | 0 | 0 | 155 | 0 | 155 | 0 | 0 | 0 | 2 | 0 | 0 | 0
|  |  | 50 | Nawadih | 1187700 | 0 | 0 | 0 | 12 | 0 | 12 | 0 | 0 | 0 | 0 | 0 | 0 | 1
|  |  |  | Miya Tola |  | 0 | 0 | 0 | 16 | 0 | 16 | 0 | 0 | 0 | 0 | 0 | 0 | 1
|  |  |  | Sub-Total |  | 0 | 0 | 0 | 28 | 0 | 28 | 0 | 0 | 0 | 0 | 0 | 0 | 2
|  |  | 51 | Ghagharjori | 1187800 | 0 | 0 | 0 | 21 | 0 | 21 | 0 | 0 | 0 | 0 | 0 | 0 | 0
|  |  |  | Khan Tola |  | 0 | 0 | 0 | 130 | 0 | 130 | 0 | 0 | 0 | 0 | 0 | 0 | 0
|  |  |  | Muslim Tola |  | 0 | 0 | 0 | 21 | 12 | 9 | 12 | 12 | 0 | 0 | 0 | 0 | 0
|  |  |  | Turi Tola |  | 0 | 0 | 0 | 15 | 12 | 3 | 12 | 12 | 0 | 0 | 0 | 0 | 0
|  |  |  | Santhal Ambartanr Tola |  | 1 | 1 | 0 | 73 | 73 | 0 | 10 | 10 | 0 | 0 | 0 | 0 | 0
|  |  |  | Sub-Total |  | 1 | 1 | 0 | 260 | 97 | 163 | 34 | 34 | 0 | 0 | 0 | 0 | 0
|  |  | 52 | Kiyajori Miya Tola | 1187900 | 0 | 0 | 0 | 0 | 0 | 0 | 0 | 0 | 0 | 0 | 0 | 0 | 0
|  |  |  | Kol Tola |  | 0 | 0 | 0 | 0 | 0 | 0 | 0 | 0 | 0 | 0 | 0 | 0 | 0
|  |  |  | Beech Tola |  | 0 | 0 | 0 | 0 | 0 | 0 | 0 | 0 | 0 | 0 | 0 | 0 | 0
|  |  |  | Sah Tola |  | 0 | 0 | 0 | 0 | 0 | 0 | 0 | 0 | 0 | 0 | 0 | 0 | 0
|  |  |  | Sub-Total |  | 0 | 0 | 0 | 0 | 0 | 0 | 0 | 0 | 0 | 0 | 0 | 0 | 0
|  |  | 53 | Chikniya | 1188600 | 0 | 0 | 0 | 6 | 0 | 6 | 0 | 0 | 0 | 0 | 0 | 0 | 2
|  |  |  | Santhal Tola |  | 1 | 0 | 1 | 22 | 0 | 22 | 3 | 0 | 3 | 0 | 0 | 0 | 0
|  |  |  | Sub-Total |  | 1 | 0 | 1 | 28 | 0 | 28 | 3 | 0 | 3 | 0 | 0 | 0 | 2
|  |  | 54 | Baghdabra | 1193400 | 0 | 0 | 0 | 21 | 5 | 16 | 5 | 5 | 0 | 0 | 0 | 0 | 0
|  |  |  | Kol Tola |  | 1 | 0 | 1 | 18 | 0 | 18 | 8 | 0 | 8 | 0 | 0 | 0 | 0
|  |  |  | Harijan Tola |  | 1 | 0 | 1 | 11 | 0 | 11 | 8 | 0 | 8 | 0 | 0 | 0 | 0
|  |  |  | Singh Tola |  | 1 | 0 | 1 | 15 | 0 | 15 | 0 | 0 | 0 | 1 | 0 | 0 | 0
|  |  |  | Sub-Total |  | 3 | 0 | 3 | 65 | 5 | 60 | 21 | 5 | 16 | 1 | 0 | 0 | 0
|  |  | 55 | Jmunia | 1193600 | 0 | 0 | 0 | 46 | 6 | 40 | 6 | 6 | 0 | 1 | 0 | 0 | 0
|  |  |  | NimTola |  | 1 | 1 | 0 | 50 | 50 | 0 | 15 | 15 | 0 | 0 | 0 | 0 | 0
|  |  |  | Ama Tola |  | 0 | 0 | 0 | 10 | 3 | 7 | 3 | 3 | 0 | 0 | 0 | 0 | 0
|  |  |  | Lakhi Bazar |  | 0 | 0 | 0 | 52 | 24 | 28 | 24 | 24 | 0 | 0 | 0 | 0 | 2
|  |  |  | Sub-Total |  | 1 | 1 | 0 | 158 | 83 | 75 | 48 | 48 | 0 | 1 | 0 | 0 | 2
|  |  | 56 | Gashmda | 1194500 | 0 | 0 | 0 | 14 | 0 | 14 | 0 | 0 | 0 | 0 | 0 | 0 | 0
|  |  |  | Neeche Tola |  | 1 | 0 | 1 | 17 | 0 | 17 | 0 | 0 | 0 | 0 | 0 | 0 | 0
|  |  |  | Sub-Total |  | 1 | 0 | 1 | 31 | 0 | 31 | 0 | 0 | 0 | 0 | 0 | 0 | 0
|  |  | 57 | Santhal Simi | 1195400 | 0 | 0 | 0 | 25 | 0 | 25 | 0 | 0 | 0 | 1 | 0 | 0 | 0
|  |  |  | Santhal Tola |  | 0 | 0 | 0 | 37 | 3 | 34 | 3 | 3 | 0 | 0 | 0 | 0 | 0
|  |  |  | Uppar Tola |  | 0 | 0 | 0 | 16 | 3 | 13 | 3 | 3 | 0 | 0 | 0 | 0 | 0
|  |  |  | Mahto Tola |  | 0 | 0 | 0 | 15 | 0 | 15 | 0 | 0 | 0 | 0 | 0 | 0 | 0
|  |  |  | Sub-Total |  | 0 | 0 | 0 | 93 | 6 | 87 | 6 | 6 | 0 | 1 | 0 | 0 | 0
|  |  |  | BLOCK TOTAL |  | 49 | 5 | 44 | 4242 | 663 | 3579 | 490 | 422 | 68 | 16 | 2 | 0 | 11
6 | Karon | 6 | 1 | Lalgar | 1195700 | 0 | 0 | 0 | 20 | 0 | 20 | 0 | 0 | 0 | 0 | 0 | 0 | 0
|  |  |  | Dargan |  | 0 | 0 | 0 | 4 | 0 | 4 | 0 | 0 | 0 | 0 | 0 | 0 | 0
|  |  |  | Nemibad |  | 0 | 0 | 0 | 55 | 0 | 55 | 0 | 0 | 0 | 0 | 0 | 0 | 0
|  |  |  | E. Tola |  | 0 | 0 | 0 | 31 | 0 | 31 | 0 | 0 | 0 | 0 | 0 | 0 | 0
|  |  |  | Sub-Total |  | 0 | 0 | 0 | 110 | 0 | 110 | 0 | 0 | 0 | 0 | 0 | 0 | 0
|  |  | 2 | Phago(Pandit Tola) | 1196200 | 0 | 0 | 0 | 0 | 0 | 0 | 0 | 0 | 0 | 0 | 0 | 0 | 0
|  |  |  | Yadav Tola |  | 0 | 0 | 0 | 0 | 0 | 0 | 0 | 0 | 0 | 1 | 0 | 0 | 2
|  |  |  | Hurmati Tola |  | 0 | 0 | 0 | 57 | 0 | 57 | 0 | 0 | 0 | 0 | 0 | 0 | 0
|  |  |  | Sub-Total |  | 0 | 0 | 0 | 57 | 0 | 57 | 0 | 0 | 0 | 1 | 0 | 0 | 2
|  |  | 3 | Purana Chihutiya(Bangali Tola) | 1196500 | 0 | 0 | 0 | 11 | 0 | 11 | 0 | 0 | 0 | 0 | 0 | 0 | 0
|  |  |  | Hit Tola |  | 0 | 0 | 0 | 21 | 0 | 21 | 0 | 0 | 0 | 0 | 0 | 0 | 0
|  |  |  | Suliya Tola |  | 0 | 0 | 0 | 11 | 0 | 11 | 0 | 0 | 0 | 0 | 0 | 0 | 2
|  |  |  | Par Tola |  | 0 | 0 | 0 | 7 | 0 | 7 | 0 | 0 | 0 | 0 | 0 | 0 | 1
|  |  |  | Harijan Tola |  | 0 | 0 | 0 | 9 | 0 | 9 | 0 | 0 | 0 | 0 | 0 | 0 | 0
|  |  |  | Sub-Total |  | 0 | 0 | 0 | 59 | 0 | 59 | 0 | 0 | 0 | 0 | 0 | 0 | 3
|  |  | 4 | Awrasol | 1197400 | 0 | 0 | 0 | 1 | 0 | 1 | 0 | 0 | 0 | 0 | 0 | 0 | 0
|  |  |  | Sub-Total |  | 0 | 0 | 0 | 1 | 0 | 1 | 0 | 0 | 0 | 0 | 0 | 0 | 0
|  |  | 5 | Domnatanr | 1197500 | 0 | 0 | 0 | 12 | 0 | 12 | 0 | 0 | 0 | 0 | 0 | 0 | 0
|  |  |  | Sub-Total |  | 0 | 0 | 0 | 12 | 0 | 12 | 0 | 0 | 0 | 0 | 0 | 0 | 0
|  |  | 6 | Margomunda | 1197600 | 0 | 0 | 0 | 42 | 0 | 42 | 0 | 0 | 0 | 1 | 1 | 0 | 0
|  |  |  | Ammatar Tola |  | 0 | 0 | 0 | 0 | 0 | 0 | 0 | 0 | 0 | 0 | 0 | 0 | 0
|  |  |  | Dumna Tola |  | 0 | 0 | 0 | 7 | 0 | 7 | 0 | 0 | 0 | 0 | 0 | 0 | 0
|  |  |  | Balidih |  | 0 | 0 | 0 | 3 | 0 | 3 | 0 | 0 | 0 | 0 | 0 | 0 | 0
|  |  |  | Sub-Total |  | 0 | 0 | 0 | 52 | 0 | 52 | 0 | 0 | 0 | 1 | 1 | 0 | 0
|  |  | 7 | Nawadih | 1198100 | 0 | 0 | 0 | 53 | 0 | 53 | 0 | 0 | 0 | 1 | 0 | 0 | 2
|  |  |  | Sub-Total |  | 0 | 0 | 0 | 53 | 0 | 53 | 0 | 0 | 0 | 1 | 0 | 0 | 2
|  |  | 8 | Rampur(Niche Tola | 1199000 | 0 | 0 | 0 | 0 | 0 | 0 | 0 | 0 | 0 | 0 | 0 | 0 | 0
|  |  |  | Bich Tola |  | 0 | 0 | 0 | 0 | 0 | 0 | 0 | 0 | 0 | 0 | 0 | 0 | 0
|  |  |  | Uper Tola |  | 0 | 0 | 0 | 6 | 0 | 6 | 0 | 0 | 0 | 0 | 0 | 0 | 0
|  |  |  | Sub-Total |  | 0 | 0 | 0 | 6 | 0 | 6 | 0 | 0 | 0 | 0 | 0 | 0 | 0
|  |  | 9 | Aguiya Chak | 1199100 | 0 | 0 | 0 | 11 | 0 | 11 | 0 | 0 | 0 | 0 | 0 | 0 | 0
|  |  |  | Sub-Total |  | 0 | 0 | 0 | 11 | 0 | 11 | 0 | 0 | 0 | 0 | 0 | 0 | 0
|  |  | 10 | Patojori | 1199200 | 0 | 0 | 0 | 21 | 0 | 21 | 0 | 0 | 0 | 0 | 0 | 0 | 0
|  |  |  | Miya Tola |  | 0 | 0 | 0 | 13 | 0 | 13 | 0 | 0 | 0 | 0 | 0 | 0 | 0
|  |  |  | Mandal Tola |  | 0 | 0 | 0 | 12 | 0 | 12 | 0 | 0 | 0 | 1 | 1 | 0 | 0
|  |  |  | Kalipathardih |  | 1 | 0 | 1 | 27 | 0 | 27 | 0 | 0 | 0 | 0 | 1 | 0 | 0
|  |  |  | Sub-Total |  | 1 | 0 | 1 | 73 | 0 | 73 | 0 | 0 | 0 | 1 | 2 | 0 | 0
|  |  | 11 | Pipra | 1199400 | 0 | 0 | 0 | 102 | 0 | 102 | 0 | 0 | 0 | 1 | 0 | 0 | 3
|  |  |  | Sub-Total |  | 0 | 0 | 0 | 102 | 0 | 102 | 0 | 0 | 0 | 1 | 0 | 0 | 3
|  |  | 12 | Baijutanr(Pdtan Tola) | 1199500 | 0 | 0 | 0 | 11 | 0 | 11 | 0 | 0 | 0 | 0 | 0 | 0 | 0
|  |  |  | Mandal Tola |  | 0 | 0 | 0 | 20 | 0 | 20 | 0 | 0 | 0 | 0 | 0 | 0 | 0
|  |  |  | Napit Tola |  | 0 | 0 | 0 | 15 | 0 | 15 | 0 | 0 | 0 | 1 | 1 | 0 | 0
|  |  |  | Sub-Total |  | 0 | 0 | 0 | 46 | 0 | 46 | 0 | 0 | 0 | 1 | 1 | 0 | 0
|  |  | 13 | Khurkhuriya | 1199600 | 0 | 0 | 0 | 3 | 0 | 3 | 0 | 0 | 0 | 0 | 0 | 0 | 0
|  |  |  | Sub-Total |  | 0 | 0 | 0 | 3 | 0 | 3 | 0 | 0 | 0 | 0 | 0 | 0 | 0
|  |  | 14 | Bahera Pahari | 1200300 | 0 | 0 | 0 | 58 | 0 | 58 | 0 | 0 | 0 | 0 | 0 | 0 | 0
|  |  |  | (Yadave Tola+Santhal Tola) |  | 0 | 0 | 0 | 57 | 0 | 57 | 0 | 0 | 0 | 0 | 0 | 0 | 0
|  |  |  | Sub-Total |  | 0 | 0 | 0 | 115 | 0 | 115 | 0 | 0 | 0 | 0 | 0 | 0 | 0
|  |  | 15 | Chhatapathar | 1200500 | 0 | 0 | 0 | 106 | 0 | 106 | 0 | 0 | 0 | 1 | 0 | 0 | 1
|  |  |  | Kukratanr |  | 0 | 0 | 0 | 73 | 0 | 73 | 0 | 0 | 0 | 0 | 0 | 0 | 0
|  |  |  | Sub-Total |  | 0 | 0 | 0 | 179 | 0 | 179 | 0 | 0 | 0 | 1 | 0 | 0 | 1
|  |  | 16 | Karanjo | 1200600 | 0 | 0 | 0 | 18 | 0 | 18 | 0 | 0 | 0 | 0 | 0 | 0 | 4
|  |  |  | Sub-Total |  | 0 | 0 | 0 | 18 | 0 | 18 | 0 | 0 | 0 | 0 | 0 | 0 | 4
|  |  | 17 | Chitnari | 1201300 | 1 | 1 | 0 | 124 | 124 | 0 | 0 | 0 | 0 | 0 | 0 | 0 | 0
|  |  |  | Harijan Tola |  | 0 | 0 | 0 | 22 | 0 | 22 | 0 | 0 | 0 | 0 | 0 | 0 | 0
|  |  |  | Hete Tola |  | 0 | 0 | 0 | 8 | 0 | 8 | 0 | 0 | 0 | 0 | 0 | 0 | 0
|  |  |  | Jamuniya Tanr |  | 1 | 1 | 0 | 79 | 79 | 0 | 0 | 0 | 0 | 0 | 0 | 0 | 0
|  |  |  | Mahar Tola |  | 1 | 1 | 0 | 98 | 98 | 0 | 0 | 0 | 0 | 0 | 0 | 0 | 0
|  |  |  | Sub-Total |  | 3 | 3 | 0 | 331 | 301 | 30 | 0 | 0 | 0 | 0 | 0 | 0 | 0
|  |  | 18 | Lerwa | 1201400 | 0 | 0 | 0 | 5 | 0 | 5 | 0 | 0 | 0 | 0 | 0 | 0 | 0
|  |  |  | Sub-Total |  | 0 | 0 | 0 | 5 | 0 | 5 | 0 | 0 | 0 | 0 | 0 | 0 | 0
|  |  | 19 | Baghnadih(Lala Tola | 1201700 | 0 | 0 | 0 | 45 | 0 | 45 | 0 | 0 | 0 | 0 | 0 | 0 | 0
|  |  |  | Ka. M. Tola |  | 0 | 0 | 0 | 115 | 0 | 115 | 0 | 0 | 0 | 0 | 0 | 0 | 0
|  |  |  | Napit Tola |  | 0 | 0 | 0 | 16 | 0 | 16 | 0 | 0 | 0 | 0 | 0 | 0 | 0
|  |  |  | Miya Tola |  | 0 | 0 | 0 | 78 | 0 | 78 | 0 | 0 | 0 | 0 | 0 | 0 | 0
|  |  |  | Bramhan Tola |  | 0 | 0 | 0 | 22 | 0 | 22 | 0 | 0 | 0 | 0 | 0 | 0 | 0
|  |  |  | Uper Miya Tola |  | 1 | 0 | 1 | 19 | 0 | 19 | 0 | 0 | 0 | 0 | 0 | 0 | 0
|  |  |  | Harijan Tola |  | 1 | 0 | 1 | 9 | 0 | 9 | 0 | 0 | 0 | 0 | 0 | 0 | 0
|  |  |  | Sub-Total |  | 2 | 0 | 2 | 304 | 0 | 304 | 0 | 0 | 0 | 0 | 0 | 0 | 0
|  |  | 20 | Pathraul | 1201900 | 0 | 0 | 0 | 238 | 0 | 238 | 0 | 0 | 0 | 2 | 0 | 0 | 0
|  |  |  | Sub-Total |  | 0 | 0 | 0 | 238 | 0 | 238 | 0 | 0 | 0 | 2 | 0 | 0 | 0
|  |  | 21 | Rautdih | 1202000 | 0 | 0 | 0 | 65 | 0 | 65 | 0 | 0 | 0 | 0 | 0 | 0 | 0
|  |  |  | Sub-Total |  | 0 | 0 | 0 | 65 | 0 | 65 | 0 | 0 | 0 | 0 | 0 | 0 | 0
|  |  | 22 | Bahadurpur | 1202100 | 0 | 0 | 0 | 89 | 0 | 89 | 0 | 0 | 0 | 0 | 0 | 0 | 0
|  |  |  | Dom Tola |  | 1 | 0 | 1 | 10 | 0 | 10 | 0 | 0 | 0 | 0 | 0 | 0 | 0
|  |  |  | Sub-Total |  | 1 | 0 | 1 | 99 | 0 | 99 | 0 | 0 | 0 | 0 | 0 | 0 | 0
|  |  | 23 | Sirsia(Shah Tola) | 1202300 | 0 | 0 | 0 | 25 | 0 | 25 | 0 | 0 | 0 | 0 | 0 | 0 | 0
|  |  |  | Bhari Tola |  | 0 | 0 | 0 | 29 | 0 | 29 | 0 | 0 | 0 | 0 | 0 | 0 | 0
|  |  |  | Het Miya Tola |  | 1 | 0 | 1 | 0 | 0 | 0 | 0 | 0 | 0 | 0 | 0 | 0 | 0
|  |  |  | Uper Miya Tola |  | 1 | 0 | 1 | 0 | 0 | 0 | 0 | 0 | 0 | 0 | 0 | 0 | 0
|  |  |  | Sub-Total |  | 2 | 0 | 2 | 54 | 0 | 54 | 0 | 0 | 0 | 0 | 0 | 0 | 0
|  |  | 24 | Gorkata | 1202500 | 0 | 0 | 0 | 4 | 0 | 4 | 0 | 0 | 0 | 0 | 0 | 0 | 0
|  |  |  | Sub-Total |  | 0 | 0 | 0 | 4 | 0 | 4 | 0 | 0 | 0 | 0 | 0 | 0 | 0
|  |  | 25 | Simra | 1202600 | 0 | 0 | 0 | 0 | 0 | 0 | 0 | 0 | 0 | 0 | 0 | 0 | 2
|  |  |  | S.C Tola |  | 1 | 0 | 1 | 15 | 0 | 15 | 0 | 0 | 0 | 0 | 0 | 0 | 2
|  |  |  | Sub-Total |  | 1 | 0 | 1 | 15 | 0 | 15 | 0 | 0 | 0 | 0 | 0 | 0 | 4
|  |  | 26 | Sirsa(Bhokta Toal) | 1202900 | 0 | 0 | 0 | 35 | 0 | 35 | 0 | 0 | 0 | 0 | 0 | 0 | 0
|  |  |  | Harijan Tola |  | 0 | 0 | 0 | 9 | 0 | 9 | 0 | 0 | 0 | 0 | 0 | 0 | 0
|  |  |  | Bhokta Tola Ii |  | 0 | 0 | 0 | 20 | 0 | 20 | 0 | 0 | 0 | 0 | 0 | 0 | 0
|  |  |  | Miya Tola |  | 0 | 0 | 0 | 7 | 0 | 7 | 0 | 0 | 0 | 0 | 0 | 0 | 0
|  |  |  | Harijan Tola |  | 0 | 0 | 0 | 34 | 0 | 34 | 0 | 0 | 0 | 0 | 0 | 0 | 0
|  |  |  | Sub-Total |  | 0 | 0 | 0 | 105 | 0 | 105 | 0 | 0 | 0 | 0 | 0 | 0 | 0
|  |  | 27 | Ranga(Bhokta Tola) | 1203000 | 0 | 0 | 0 | 6 | 0 | 6 | 0 | 0 | 0 | 0 | 0 | 0 | 0
|  |  |  | Ray Tola |  | 0 | 0 | 0 | 9 | 0 | 9 | 0 | 0 | 0 | 0 | 0 | 0 | 0
|  |  |  | Harijan Tola |  | 0 | 0 | 0 | 20 | 0 | 20 | 0 | 0 | 0 | 0 | 0 | 0 | 0
|  |  |  | Sub-Total |  | 0 | 0 | 0 | 35 | 0 | 35 | 0 | 0 | 0 | 0 | 0 | 0 | 0
|  |  | 28 | Kolhar(More Tola | 1203100 | 0 | 0 | 0 | 7 | 0 | 7 | 0 | 0 | 0 | 0 | 1 | 0 | 1
|  |  |  | Suraha Tola |  | 0 | 0 | 0 | 26 | 0 | 26 | 0 | 0 | 0 | 0 | 0 | 1 | 0
|  |  |  | Mushar Tola |  | 0 | 0 | 0 | 23 | 0 | 23 | 0 | 0 | 0 | 1 | 0 | 0 | 0
|  |  |  | Verma Tola |  | 0 | 0 | 0 | 19 | 0 | 19 | 0 | 0 | 0 | 0 | 0 | 0 | 0
|  |  |  | Tandper Tola |  | 1 | 0 | 1 | 9 | 0 | 9 | 0 | 0 | 0 | 0 | 0 | 0 | 0
|  |  |  | Sub-Total |  | 1 | 0 | 1 | 84 | 0 | 84 | 0 | 0 | 0 | 1 | 1 | 1 | 1
|  |  | 29 | Pathra(S.C) | 1203200 | 0 | 0 | 0 | 22 | 0 | 22 | 0 | 0 | 0 | 0 | 0 | 0 | 4
|  |  |  | Bhumiha Pathar |  | 0 | 0 | 0 | 44 | 0 | 44 | 0 | 0 | 0 | 0 | 0 | 0 | 2
|  |  |  | Sub-Total |  | 0 | 0 | 0 | 66 | 0 | 66 | 0 | 0 | 0 | 0 | 0 | 0 | 6
|  |  | 30 | Khamarbad | 1203700 | 0 | 0 | 0 | 15 | 0 | 15 | 0 | 0 | 0 | 1 | 1 | 0 | 1
|  |  |  | Harijan Tola |  | 0 | 0 | 0 | 4 | 0 | 4 | 0 | 0 | 0 | 0 | 0 | 0 | 0
|  |  |  | Mandal Tola |  | 0 | 0 | 0 | 15 | 0 | 15 | 0 | 0 | 0 | 0 | 0 | 0 | 0
|  |  |  | Dhobi Tola |  | 0 | 0 | 0 | 12 | 0 | 12 | 0 | 0 | 0 | 0 | 0 | 0 | 0
|  |  |  | Sub-Total |  | 0 | 0 | 0 | 46 | 0 | 46 | 0 | 0 | 0 | 1 | 1 | 0 | 1
|  |  | 31 | Kano | 1204400 | 0 | 0 | 0 | 161 | 0 | 161 | 0 | 0 | 0 | 0 | 0 | 0 | 0
|  |  |  | Mandal Tola |  | 1 | 0 | 1 | 11 | 0 | 11 | 0 | 0 | 0 | 1 | 1 | 0 | 2
|  |  |  | Pandit Tola |  | 1 | 0 | 1 | 9 | 0 | 9 | 0 | 0 | 0 | 0 | 0 | 0 | 0
|  |  |  | Yadav Tola |  | 1 | 0 | 1 | 19 | 0 | 19 | 0 | 0 | 0 | 0 | 0 | 0 | 0
|  |  |  | Tandper Tola |  | 1 | 0 | 1 | 9 | 0 | 9 | 0 | 0 | 0 | 0 | 0 | 0 | 0
|  |  |  | Khair Gutti Tola |  | 1 | 0 | 1 | 39 | 0 | 39 | 0 | 0 | 0 | 0 | 0 | 0 | 0
|  |  |  | Sub-Total |  | 5 | 0 | 5 | 248 | 0 | 248 | 0 | 0 | 0 | 1 | 1 | 0 | 2
|  |  | 32 | Palojori | 1204800 | 0 | 0 | 0 | 58 | 0 | 58 | 0 | 0 | 0 | 1 | 1 | 0 | 0
|  |  |  | Sub-Total |  | 0 | 0 | 0 | 58 | 0 | 58 | 0 | 0 | 0 | 1 | 1 | 0 | 0
|  |  | 33 | Murlipahari | 1204900 | 0 | 0 | 0 | 22 | 0 | 22 | 0 | 0 | 0 | 0 | 0 | 0 | 1
|  |  |  | Harijan Tola |  | 0 | 0 | 0 | 13 | 0 | 13 | 0 | 0 | 0 | 1 | 0 | 0 | 0
|  |  |  | Muslim Tola |  | 0 | 0 | 0 | 45 | 0 | 45 | 0 | 0 | 0 | 0 | 0 | 0 | 0
|  |  |  | Pardhan Tola |  | 0 | 0 | 0 | 30 | 0 | 30 | 0 | 0 | 0 | 0 | 0 | 0 | 0
|  |  |  | Pahari Tola |  | 0 | 0 | 0 | 12 | 0 | 12 | 0 | 0 | 0 | 0 | 0 | 0 | 0
|  |  |  | Santhal Tola |  | 0 | 0 | 0 | 21 | 0 | 21 | 0 | 0 | 0 | 0 | 0 | 0 | 0
|  |  |  | Sub-Total |  | 0 | 0 | 0 | 143 | 0 | 143 | 0 | 0 | 0 | 1 | 0 | 0 | 1
|  |  | 34 | Jogidih(Adibasi Tola) | 1205300 | 1 | 1 | 0 | 35 | 35 | 0 | 0 | 0 | 0 | 0 | 0 | 0 | 0
|  |  |  | Bhumihar Tola |  | 0 | 0 | 0 | 12 | 0 | 12 | 0 | 0 | 0 | 1 | 0 | 0 | 2
|  |  |  | Sub-Total |  | 1 | 1 | 0 | 47 | 35 | 12 | 0 | 0 | 0 | 1 | 0 | 0 | 2
|  |  | 35 | Pachrukhi | 1205400 | 0 | 0 | 0 | 54 | 0 | 54 | 0 | 0 | 0 | 0 | 0 | 0 | 0
|  |  |  | Sub-Total |  | 0 | 0 | 0 | 54 | 0 | 54 | 0 | 0 | 0 | 0 | 0 | 0 | 0
|  |  | 36 | Kheswa | 1205500 | 0 | 0 | 0 | 23 | 0 | 23 | 0 | 0 | 0 | 0 | 1 | 0 | 0
|  |  |  | Sub-Total |  | 0 | 0 | 0 | 23 | 0 | 23 | 0 | 0 | 0 | 0 | 1 | 0 | 0
|  |  | 37 | Jagadih(Purana Tola) | 1205900 | 0 | 0 | 0 | 27 | 0 | 27 | 0 | 0 | 0 | 0 | 0 | 0 | 0
|  |  |  | Heth Tola |  | 0 | 0 | 0 | 10 | 0 | 10 | 0 | 0 | 0 | 0 | 0 | 0 | 0
|  |  |  | Sub-Total |  | 0 | 0 | 0 | 37 | 0 | 37 | 0 | 0 | 0 | 0 | 0 | 0 | 0
|  |  | 38 | Baredih(Niche) | 1206000 | 0 | 0 | 0 | 25 | 0 | 25 | 0 | 0 | 0 | 0 | 1 | 0 | 0
|  |  |  | Uper |  | 0 | 0 | 0 | 23 | 0 | 23 | 0 | 0 | 0 | 0 | 0 | 0 | 0
|  |  |  | Sub-Total |  | 0 | 0 | 0 | 48 | 0 | 48 | 0 | 0 | 0 | 0 | 1 | 0 | 0
|  |  | 39 | Badiya(Uper Muslim Tola) | 1206300 | 0 | 0 | 0 | 8 | 0 | 8 | 0 | 0 | 0 | 0 | 0 | 0 | 0
|  |  |  | Down Muslime Tola |  | 0 | 0 | 0 | 5 | 0 | 5 | 0 | 0 | 0 | 0 | 0 | 0 | 0
|  |  |  | Manjhi Tola |  | 1 | 1 | 0 | 5 | 5 | 0 | 0 | 0 | 0 | 0 | 0 | 0 | 0
|  |  |  | Masjid Tola |  | 0 | 0 | 0 | 3 | 0 | 3 | 0 | 0 | 0 | 0 | 0 | 0 | 0
|  |  |  | Sub-Total |  | 1 | 1 | 0 | 21 | 5 | 16 | 0 | 0 | 0 | 0 | 0 | 0 | 0
|  |  | 40 | Harni | 1206400 | 0 | 0 | 0 | 69 | 0 | 69 | 0 | 0 | 0 | 0 | 0 | 0 | 0
|  |  |  | Ghatwal |  | 0 | 0 | 0 | 14 | 0 | 14 | 0 | 0 | 0 | 0 | 0 | 0 | 0
|  |  |  | Yadav |  | 0 | 0 | 0 | 8 | 0 | 8 | 0 | 0 | 0 | 0 | 0 | 0 | 0
|  |  |  | Sub-Total |  | 0 | 0 | 0 | 91 | 0 | 91 | 0 | 0 | 0 | 0 | 0 | 0 | 0
|  |  | 41 | Nawadih | 1206500 | 0 | 0 | 0 | 98 | 44 | 54 | 44 | 44 | 0 | 0 | 0 | 0 | 0
|  |  |  | Sub-Total |  | 0 | 0 | 0 | 98 | 44 | 54 | 44 | 44 | 0 | 0 | 0 | 0 | 0
|  |  | 42 | Tekra | 1207100 | 0 | 0 | 0 | 229 | 0 | 229 | 0 | 0 | 0 | 0 | 0 | 0 | 0
|  |  |  | Masjid Tola |  | 0 | 0 | 0 | 224 | 0 | 224 | 0 | 0 | 0 | 1 | 0 | 0 | 3
|  |  |  | Baghnatola |  | 1 | 1 | 0 | 196 | 196 | 0 | 0 | 0 | 0 | 0 | 0 | 0 | 0
|  |  |  | Harijan Tola |  | 0 | 0 | 0 | 252 | 0 | 252 | 0 | 0 | 0 | 0 | 0 | 0 | 0
|  |  |  | Mohali Tola |  | 0 | 0 | 0 | 59 | 0 | 59 | 0 | 0 | 0 | 0 | 0 | 0 | 0
|  |  |  | Sub-Total |  | 1 | 1 | 0 | 960 | 196 | 764 | 0 | 0 | 0 | 1 | 0 | 0 | 3
|  |  | 43 | Upar Bilriya | 1207200 | 0 | 0 | 0 | 5 | 0 | 5 | 0 | 0 | 0 | 0 | 0 | 0 | 1
|  |  |  | Pandaniya-Tolla |  | 0 | 0 | 0 | 11 | 0 | 11 | 0 | 0 | 0 | 0 | 0 | 0 | 0
|  |  |  | Tandpae Tola |  | 0 | 0 | 0 | 25 | 0 | 25 | 0 | 0 | 0 | 0 | 0 | 0 | 2
|  |  |  | Raut Tola Nichy |  | 0 | 0 | 0 | 18 | 0 | 18 | 0 | 0 | 0 | 0 | 0 | 0 | 0
|  |  |  | Jarlahi Tolla |  | 1 | 0 | 1 | 10 | 0 | 10 | 0 | 0 | 0 | 0 | 0 | 0 | 1
|  |  |  | Sub-Total |  | 1 | 0 | 1 | 69 | 0 | 69 | 0 | 0 | 0 | 0 | 0 | 0 | 4
|  |  | 44 | Gashuwa | 1207500 | 0 | 0 | 0 | 21 | 0 | 21 | 0 | 0 | 0 | 0 | 0 | 0 | 0
|  |  |  | Sub-Total |  | 0 | 0 | 0 | 21 | 0 | 21 | 0 | 0 | 0 | 0 | 0 | 0 | 0
|  |  | 45 | Majhidih | 1207800 | 0 | 0 | 0 | 15 | 0 | 15 | 0 | 0 | 0 | 0 | 0 | 0 | 0
|  |  |  | Sub-Total |  | 0 | 0 | 0 | 15 | 0 | 15 | 0 | 0 | 0 | 0 | 0 | 0 | 0
|  |  | 46 | Thengadih | 1207900 | 0 | 0 | 0 | 68 | 0 | 68 | 0 | 0 | 0 | 0 | 0 | 0 | 1
|  |  |  | Rawani Tola |  | 0 | 0 | 0 | 21 | 0 | 21 | 0 | 0 | 0 | 0 | 0 | 0 | 1
|  |  |  | Harijan Tola |  | 0 | 0 | 0 | 23 | 0 | 23 | 0 | 0 | 0 | 0 | 0 | 0 | 1
|  |  |  | Mandal Tola |  | 0 | 0 | 0 | 11 | 0 | 11 | 0 | 0 | 0 | 0 | 0 | 0 | 1
|  |  |  | Sub-Total |  | 0 | 0 | 0 | 123 | 0 | 123 | 0 | 0 | 0 | 0 | 0 | 0 | 4
|  |  | 47 | Baskupi(Dom Tola) | 1209900 | 1 | 1 | 0 | 4 | 4 | 0 | 0 | 0 | 0 | 0 | 0 | 0 | 1
|  |  |  | Mandal Tola |  | 0 | 0 | 0 | 49 | 0 | 49 | 0 | 0 | 0 | 1 | 0 | 1 | 7
|  |  |  | Santhal Tola |  | 1 | 0 | 1 | 6 | 0 | 6 | 0 | 0 | 0 | 0 | 0 | 0 | 0
|  |  |  | Mahato Tola 1 |  | 1 | 0 | 1 | 16 | 0 | 16 | 0 | 0 | 0 | 1 | 0 | 0 | 0
|  |  |  | Mahato Tola 2 |  | 1 | 0 | 1 | 10 | 0 | 10 | 0 | 0 | 0 | 0 | 0 | 0 | 0
|  |  |  | Ghatmal |  | 1 | 0 | 1 | 5 | 0 | 5 | 0 | 0 | 0 | 0 | 0 | 0 | 0
|  |  |  | Sub-Total |  | 5 | 1 | 4 | 90 | 4 | 86 | 0 | 0 | 0 | 2 | 0 | 1 | 8
|  |  | 48 | Kalibandh | 1210000 | 0 | 0 | 0 | 14 | 0 | 14 | 0 | 0 | 0 | 0 | 0 | 0 | 0
|  |  |  | Down Kalibandh |  | 0 | 0 | 0 | 15 | 0 | 15 | 0 | 0 | 0 | 0 | 0 | 0 | 0
|  |  |  | Sub-Total |  | 0 | 0 | 0 | 29 | 0 | 29 | 0 | 0 | 0 | 0 | 0 | 0 | 0
|  |  | 49 | Karhiya( Muslim Tola | 1210400 | 0 | 0 | 0 | 29 | 0 | 29 | 0 | 0 | 0 | 0 | 0 | 0 | 0
|  |  |  | Ragda Tola |  | 0 | 0 | 0 | 11 | 0 | 11 | 0 | 0 | 0 | 0 | 0 | 0 | 0
|  |  |  | Masjid Tola |  | 0 | 0 | 0 | 5 | 0 | 5 | 0 | 0 | 0 | 0 | 0 | 0 | 0
|  |  |  | Adivasi Tola |  | 0 | 0 | 0 | 4 | 0 | 4 | 0 | 0 | 0 | 0 | 0 | 0 | 0
|  |  |  | Sub-Total |  | 0 | 0 | 0 | 49 | 0 | 49 | 0 | 0 | 0 | 0 | 0 | 0 | 0
|  |  | 50 | Burhshari(Ghatlar Tola) | 1210500 | 0 | 0 | 0 | 27 | 0 | 27 | 0 | 0 | 0 | 1 | 0 | 0 | 0
|  |  |  | Patlal Jhyr |  | 0 | 0 | 0 | 4 | 0 | 4 | 0 | 0 | 0 | 0 | 0 | 0 | 0
|  |  |  | Sub-Total |  | 0 | 0 | 0 | 31 | 0 | 31 | 0 | 0 | 0 | 1 | 0 | 0 | 0
|  |  | 51 | Kendbariya(Rajput Niche Tola | 1212700 | 0 | 0 | 0 | 18 | 0 | 18 | 0 | 0 | 0 | 0 | 0 | 0 | 0
|  |  |  | Rajput Uper Tola |  | 0 | 0 | 0 | 5 | 0 | 5 | 0 | 0 | 0 | 0 | 0 | 0 | 0
|  |  |  | Pandit Tola |  | 0 | 0 | 0 | 8 | 0 | 8 | 0 | 0 | 0 | 0 | 0 | 0 | 0
|  |  |  | Harijan Tola |  | 1 | 0 | 1 | 11 | 0 | 11 | 0 | 0 | 0 | 0 | 0 | 0 | 0
|  |  |  | Sub-Total |  | 1 | 0 | 1 | 42 | 0 | 42 | 0 | 0 | 0 | 0 | 0 | 0 | 0
|  |  | 52 | Siriyan | 1213500 | 0 | 0 | 0 | 3 | 0 | 3 | 0 | 0 | 0 | 0 | 0 | 0 | 2
|  |  |  | Harijan Tola |  | 0 | 0 | 0 | 10 | 0 | 10 | 0 | 0 | 0 | 0 | 0 | 0 | 0
|  |  |  | Nawadih |  | 1 | 1 | 0 | 24 | 24 | 0 | 0 | 0 | 0 | 0 | 0 | 0 | 0
|  |  |  | Sub-Total |  | 1 | 1 | 0 | 37 | 24 | 13 | 0 | 0 | 0 | 0 | 0 | 0 | 2
|  |  | 53 | Rana | 1213600 | 0 | 0 | 0 | 4 | 0 | 4 | 0 | 0 | 0 | 0 | 0 | 0 | 1
|  |  |  | Sub-Total |  | 0 | 0 | 0 | 4 | 0 | 4 | 0 | 0 | 0 | 0 | 0 | 0 | 1
|  |  | 54 | Kamal Kardih | 1213700 | 0 | 0 | 0 | 8 | 0 | 8 | 0 | 0 | 0 | 1 | 0 | 1 | 2
|  |  |  | Kamal Kardih(Harijan Tola |  | 0 | 0 | 0 | 6 | 0 | 6 | 0 | 0 | 0 | 0 | 0 | 0 | 0
|  |  |  | Manipur Harijan Tola |  | 1 | 0 | 1 | 10 | 0 | 10 | 0 | 0 | 0 | 0 | 0 | 0 | 0
|  |  |  | Manipur Adivqasi Tola |  | 1 | 0 | 1 | 23 | 0 | 23 | 0 | 0 | 0 | 1 | 0 | 0 | 0
|  |  |  | Sub-Total |  | 2 | 0 | 2 | 47 | 0 | 47 | 0 | 0 | 0 | 2 | 0 | 1 | 2
|  |  | 55 | Chand Chora | 1214400 | 0 | 0 | 0 | 9 | 0 | 9 | 0 | 0 | 0 | 0 | 0 | 0 | 1
|  |  |  | Sub-Total |  | 0 | 0 | 0 | 9 | 0 | 9 | 0 | 0 | 0 | 0 | 0 | 0 | 1
|  |  | 56 | Ranidi | 1214500 | 0 | 0 | 0 | 7 | 0 | 7 | 0 | 0 | 0 | 0 | 0 | 0 | 1
|  |  |  | Ranidih Niche Tola |  | 0 | 0 | 0 | 13 | 0 | 13 | 0 | 0 | 0 | 0 | 0 | 0 | 1
|  |  |  | Ranidih Uper Tola |  | 1 | 0 | 1 | 5 | 0 | 5 | 0 | 0 | 0 | 0 | 0 | 0 | 0
|  |  |  | Nawadih |  | 1 | 0 | 1 | 9 | 0 | 9 | 0 | 0 | 0 | 0 | 0 | 0 | 1
|  |  |  | Baratnnr |  | 1 | 0 | 1 | 12 | 0 | 12 | 0 | 0 | 0 | 0 | 0 | 0 | 1
|  |  |  | Rajwar Tola |  | 1 | 0 | 1 | 22 | 0 | 22 | 0 | 0 | 0 | 0 | 0 | 0 | 2
|  |  |  | Sub-Total |  | 4 | 0 | 4 | 68 | 0 | 68 | 0 | 0 | 0 | 0 | 0 | 0 | 6
|  |  | 57 | Dindakuli | 1214800 | 0 | 0 | 0 | 136 | 0 | 136 | 0 | 0 | 0 | 1 | 0 | 0 | 1
|  |  |  | Sub-Total |  | 0 | 0 | 0 | 136 | 0 | 136 | 0 | 0 | 0 | 1 | 0 | 0 | 1
|  |  | 58 | Belakiyari(Niche Tola) | 1214900 | 0 | 0 | 0 | 73 | 0 | 73 | 0 | 0 | 0 | 1 | 4 | 0 | 1
|  |  |  | Uper Tola |  | 0 | 0 | 0 | 21 | 0 | 21 | 0 | 0 | 0 | 0 | 2 | 0 | 1
|  |  |  | Harijan Tola |  | 0 | 0 | 0 | 24 | 0 | 24 | 0 | 0 | 0 | 0 | 2 | 0 | 0
|  |  |  | Sub-Total |  | 0 | 0 | 0 | 118 | 0 | 118 | 0 | 0 | 0 | 1 | 8 | 0 | 2
|  |  | 59 | Tikaitbandh(Harijan Tola) | 1215400 | 0 | 0 | 0 | 45 | 0 | 45 | 0 | 0 | 0 | 0 | 0 | 0 | 0
|  |  |  | Bangali Tola |  | 0 | 0 | 0 | 8 | 0 | 8 | 0 | 0 | 0 | 1 | 1 | 0 | 3
|  |  |  | Sub-Total |  | 0 | 0 | 0 | 53 | 0 | 53 | 0 | 0 | 0 | 1 | 1 | 0 | 3
|  |  | 60 | Karo(Singh Pada) | 1216100 | 0 | 0 | 0 | 24 | 0 | 24 | 0 | 0 | 0 | 0 | 0 | 0 | 0
|  |  |  | Singh Pada-2 |  | 0 | 0 | 0 | 22 | 0 | 22 | 0 | 0 | 0 | 0 | 0 | 0 | 0
|  |  |  | Kumahar Pada |  | 0 | 0 | 0 | 19 | 0 | 19 | 0 | 0 | 0 | 0 | 0 | 0 | 0
|  |  |  | Hade Pada |  | 1 | 0 | 1 | 23 | 0 | 23 | 0 | 0 | 0 | 0 | 0 | 0 | 0
|  |  |  | Banerjee Para |  | 0 | 0 | 0 | 51 | 0 | 51 | 0 | 0 | 0 | 1 | 0 | 0 | 0
|  |  |  | Ray Para |  | 1 | 0 | 1 | 8 | 0 | 8 | 0 | 0 | 0 | 0 | 0 | 0 | 1
|  |  |  | Sudi Para |  | 1 | 0 | 1 | 24 | 0 | 24 | 0 | 0 | 0 | 0 | 0 | 0 | 0
|  |  |  | Ray Para-2 |  | 1 | 0 | 1 | 14 | 0 | 14 | 0 | 0 | 0 | 0 | 0 | 0 | 1
|  |  |  | Pathora Tola |  | 1 | 0 | 1 | 23 | 0 | 23 | 0 | 0 | 0 | 0 | 0 | 0 | 1
|  |  |  | Dey Para |  | 0 | 0 | 0 | 20 | 0 | 20 | 0 | 0 | 0 | 0 | 0 | 0 | 1
|  |  |  | Mishra Para |  | 1 | 0 | 1 | 37 | 0 | 37 | 0 | 0 | 0 | 0 | 0 | 0 | 0
|  |  |  | Jha Tola |  | 0 | 0 | 0 | 30 | 0 | 30 | 0 | 0 | 0 | 0 | 0 | 0 | 1
|  |  |  | Das Para |  | 0 | 0 | 0 | 36 | 0 | 36 | 0 | 0 | 0 | 0 | 0 | 0 | 0
|  |  |  | Bauri Para |  | 0 | 0 | 0 | 15 | 0 | 15 | 0 | 0 | 0 | 0 | 0 | 0 | 1
|  |  |  | Chakravorty Para |  | 0 | 0 | 0 | 20 | 0 | 20 | 0 | 0 | 0 | 0 | 0 | 0 | 0
|  |  |  | Acharjee Para |  | 0 | 0 | 0 | 55 | 0 | 55 | 0 | 0 | 0 | 0 | 0 | 0 | 1
|  |  |  | Bhaga Para |  | 1 | 0 | 1 | 25 | 0 | 25 | 0 | 0 | 0 | 0 | 0 | 0 | 0
|  |  |  | Mandal Tola |  | 1 | 0 | 1 | 18 | 0 | 18 | 0 | 0 | 0 | 0 | 0 | 0 | 1
|  |  |  | Kyat Tola |  | 1 | 0 | 1 | 28 | 0 | 28 | 0 | 0 | 0 | 0 | 0 | 0 | 0
|  |  |  | Kasast Tola |  | 1 | 0 | 1 | 96 | 0 | 96 | 0 | 0 | 0 | 0 | 0 | 0 | 1
|  |  |  | Bandh Tola |  | 1 | 0 | 1 | 39 | 0 | 39 | 0 | 0 | 0 | 0 | 0 | 0 | 1
|  |  |  | Karo |  | 0 | 0 | 0 | 50 | 0 | 50 | 0 | 0 | 0 | 0 | 0 | 0 | 1
|  |  |  | Dharamraj Tola |  | 1 | 0 | 1 | 22 | 0 | 22 | 0 | 0 | 0 | 0 | 0 | 0 | 0
|  |  |  | Sub-Total |  | 12 | 0 | 12 | 699 | 0 | 699 | 0 | 0 | 0 | 1 | 0 | 0 | 11
|  |  | 61 | Saltar(Harijan Tola) | 1216300 | 0 | 0 | 0 | 10 | 0 | 10 | 0 | 0 | 0 | 1 | 0 | 0 | 1
|  |  |  | Roy Tola |  | 0 | 0 | 0 | 100 | 0 | 100 | 0 | 0 | 0 | 0 | 0 | 0 | 1
|  |  |  | Goripur Tola |  | 0 | 0 | 0 | 13 | 0 | 13 | 0 | 0 | 0 | 1 | 0 | 0 | 1
|  |  |  | Sub-Total |  | 0 | 0 | 0 | 123 | 0 | 123 | 0 | 0 | 0 | 2 | 0 | 0 | 3
|  |  | 62 | Mahulidi(Muslim Tola) | 1216500 | 0 | 0 | 0 | 7 | 0 | 7 | 0 | 0 | 0 | 0 | 0 | 0 | 0
|  |  |  | Santhal Tola |  | 0 | 0 | 0 | 24 | 0 | 24 | 0 | 0 | 0 | 0 | 0 | 0 | 0
|  |  |  | Sub-Total |  | 0 | 0 | 0 | 31 | 0 | 31 | 0 | 0 | 0 | 0 | 0 | 0 | 0
|  |  | 63 | Rampur | 1216600 | 0 | 0 | 0 | 0 | 0 | 0 | 0 | 0 | 0 | 0 | 0 | 0 | 0
|  |  |  | Sub-Total |  | 0 | 0 | 0 | 0 | 0 | 0 | 0 | 0 | 0 | 0 | 0 | 0 | 0
|  |  | 64 | Bhatubari(Niche Tola) | 1216800 | 0 | 0 | 0 | 8 | 0 | 8 | 0 | 0 | 0 | 1 | 0 | 0 | 1
|  |  |  | Uper Tola |  | 0 | 0 | 0 | 0 | 0 | 0 | 0 | 0 | 0 | 0 | 0 | 0 | 0
|  |  |  | Sub-Total |  | 0 | 0 | 0 | 8 | 0 | 8 | 0 | 0 | 0 | 1 | 0 | 0 | 1
|  |  | 65 | Tarapur(Harijan Tola) | 1216900 | 0 | 0 | 0 | 9 | 0 | 9 | 0 | 0 | 0 | 0 | 0 | 0 | 1
|  |  |  | Bhumihar Tola |  | 0 | 0 | 0 | 6 | 0 | 6 | 0 | 0 | 0 | 1 | 1 | 0 | 1
|  |  |  | Ramani Tola |  | 0 | 0 | 0 | 3 | 0 | 3 | 0 | 0 | 0 | 0 | 0 | 1 | 0
|  |  |  | Pahariabari Tola |  | 0 | 0 | 0 | 15 | 0 | 15 | 0 | 0 | 0 | 0 | 0 | 0 | 0
|  |  |  | Sub-Total |  | 0 | 0 | 0 | 33 | 0 | 33 | 0 | 0 | 0 | 1 | 1 | 1 | 2
|  |  | 66 | Gobindpur(Uper Tola) | 1217600 | 0 | 0 | 0 | 28 | 0 | 28 | 0 | 0 | 0 | 1 | 0 | 0 | 2
|  |  |  | Niche Tola |  | 0 | 0 | 0 | 39 | 0 | 39 | 0 | 0 | 0 | 0 | 0 | 0 | 0
|  |  |  | Harijan Tola |  | 0 | 0 | 0 | 8 | 0 | 8 | 0 | 0 | 0 | 0 | 0 | 0 | 0
|  |  |  | Sub-Total |  | 0 | 0 | 0 | 75 | 0 | 75 | 0 | 0 | 0 | 1 | 0 | 0 | 2
|  |  |  | BLOCK TOTAL |  | 45 | 8 | 37 | 6086 | 609 | 5477 | 44 | 44 | 0 | 30 | 20 | 4 | 88
7 | Sarath | 7 | 1 | Nachania Amba | 1217900 | 1 | 1 | 0 | 68 | 68 | 0 | 48 | 48 | 0 | 0 | 0 | 0 | 3
|  |  |  | Nachania Tola |  | 0 | 0 | 0 | 11 | 7 | 4 | 7 | 7 | 0 | 0 | 0 | 0 | 4
|  |  |  | Sub - Total |  | 1 | 1 | 0 | 79 | 75 | 4 | 55 | 55 | 0 | 0 | 0 | 0 | 7
[6 empty] | 0 | 8: 0; 9: 0; 11: 0; 12: 0; 14: 0
|  |  | 2 | Nayabandh | 1218000 | 0 | 0 | 0 | 2 | 0 | 2 | 0 | 0 | 0 | 0 | 0 | 0 | 0
|  |  |  | Sub - Total |  | 0 | 0 | 0 | 2 | 0 | 2 | 0 | 0 | 0 | 0 | 0 | 0 | 0
[6 empty] | 0 | 8: 0; 9: 0; 11: 0; 12: 0; 14: 0
|  |  | 3 | Patharda | 1219600 | 0 | 0 | 0 | 15 | 6 | 9 | 6 | 6 | 0 | 0 | 0 | 0 | 0
|  |  |  | Tiwari Tola |  | 0 | 0 | 0 | 8 | 5 | 3 | 5 | 5 | 0 | 0 | 0 | 0 | 0
|  |  |  | Harijan Tola |  | 0 | 0 | 0 | 32 | 16 | 16 | 16 | 16 | 0 | 0 | 0 | 0 | 0
|  |  |  | Pandit Tola |  | 0 | 0 | 0 | 17 | 9 | 8 | 9 | 9 | 0 | 0 | 0 | 0 | 0
|  |  |  | Heth Tola |  | 0 | 0 | 0 | 0 | 0 | 0 | 0 | 0 | 0 | 0 | 0 | 0 | 0
|  |  |  | Sub - Total |  | 0 | 0 | 0 | 72 | 36 | 36 | 36 | 36 | 0 | 0 | 0 | 0 | 0
[6 empty] | 0 | 8: 0; 9: 0; 11: 0; 12: 0; 14: 0
|  |  | 4 | Tangidih | 1220500 | 0 | 0 | 0 | 10 | 9 | 1 | 9 | 9 | 0 | 0 | 0 | 0 | 1
|  |  |  | Sub - Total |  | 0 | 0 | 0 | 10 | 9 | 1 | 9 | 9 | 0 | 0 | 0 | 0 | 1
[6 empty] | 0 | 8: 0; 9: 0; 11: 0; 12: 0; 14: 0
|  |  | 5 | Gobarsala | 1220800 | 0 | 0 | 0 | 42 | 33 | 9 | 33 | 33 | 0 | 0 | 0 | 0 | 3
|  |  |  | UparTola | 0 | 1 | 0 | 1 | 32 | 0 | 32 | 5 | 0 | 5 | 0 | 0 | 0 | 0
|  |  |  | Sub - Total |  | 1 | 0 | 1 | 74 | 33 | 41 | 38 | 33 | 5 | 0 | 0 | 0 | 3
[6 empty] | 0 | 8: 0; 9: 0; 11: 0; 12: 0; 14: 0
|  |  | 6 | Kajri | 1220900 | 0 | 0 | 0 | 13 | 5 | 8 | 5 | 5 | 0 | 0 | 0 | 0 | 2
|  |  |  | Sub - Total |  | 0 | 0 | 0 | 13 | 5 | 8 | 5 | 5 | 0 | 0 | 0 | 0 | 2
[6 empty] | 0 | 8: 0; 9: 0; 11: 0; 12: 0; 14: 0
|  |  | 7 | Markata | 1222300 | 0 | 0 | 0 | 14 | 4 | 10 | 4 | 4 | 0 | 0 | 0 | 0 | 2
|  |  |  | Sub - Total |  | 0 | 0 | 0 | 14 | 4 | 10 | 4 | 4 | 0 | 0 | 0 | 0 | 2
[6 empty] | 0 | 8: 0; 9: 0; 11: 0; 12: 0; 14: 0
|  |  | 8 | Kuraro | 1222900 | 0 | 0 | 0 | 1 | 1 | 0 | 1 | 1 | 0 | 0 | 0 | 0 | 1
|  |  |  | Sub - Total |  | 0 | 0 | 0 | 1 | 1 | 0 | 1 | 1 | 0 | 0 | 0 | 0 | 1
[6 empty] | 0 | 8: 0; 9: 0; 11: 0; 12: 0; 14: 0
|  |  | 9 | Rangamatia | 1223100 | 0 | 0 | 0 | 24 | 15 | 9 | 15 | 15 | 0 | 1 | 0 | 0 | 2
|  |  |  | Sub - Total |  | 0 | 0 | 0 | 24 | 15 | 9 | 15 | 15 | 0 | 1 | 0 | 0 | 2
[6 empty] | 0 | 8: 0; 9: 0; 11: 0; 12: 0; 14: 0
|  |  | 10 | Baski | 1223200 | 0 | 0 | 0 | 31 | 19 | 12 | 19 | 19 | 0 | 0 | 0 | 0 | 1
|  |  |  | Sub - Total |  | 0 | 0 | 0 | 31 | 19 | 12 | 19 | 19 | 0 | 0 | 0 | 0 | 1
[6 empty] | 0 | 8: 0; 9: 0; 11: 0; 12: 0; 14: 0
|  |  | 11 | Lakhna | 1223300 | 0 | 0 | 0 | 49 | 9 | 40 | 9 | 9 | 0 | 0 | 0 | 0 | 1
|  |  |  | Sub - Total |  | 0 | 0 | 0 | 49 | 9 | 40 | 9 | 9 | 0 | 0 | 0 | 0 | 1
[6 empty] | 0 | 8: 0; 9: 0; 11: 0; 12: 0; 14: 0
|  |  | 12 | Lakra | 1223500 | 0 | 0 | 0 | 0 | 0 | 0 | 0 | 0 | 0 | 0 | 0 | 0 | 0
|  |  |  | Sub - Total |  | 0 | 0 | 0 | 0 | 0 | 0 | 0 | 0 | 0 | 0 | 0 | 0 | 0
[6 empty] | 0 | 8: 0; 9: 0; 11: 0; 12: 0; 14: 0
|  |  | 13 | Uparbandhi | 1223600 | 0 | 0 | 0 | 0 | 0 | 0 | 0 | 0 | 0 | 0 | 0 | 0 | 0
|  |  |  | Sub - Total |  | 0 | 0 | 0 | 0 | 0 | 0 | 0 | 0 | 0 | 0 | 0 | 0 | 0
[6 empty] | 0 | 8: 0; 9: 0; 11: 0; 12: 0; 14: 0
|  |  | 14 | Aluara (Roy Tola) | 1223700 | 0 | 0 | 0 | 52 | 12 | 40 | 12 | 12 | 0 | 0 | 0 | 0 | 2
|  |  |  | Upar Tola |  | 0 | 0 | 0 | 30 | 8 | 22 | 8 | 8 | 0 | 1 | 1 | 0 | 3
|  |  |  | Sub - Total |  | 0 | 0 | 0 | 82 | 20 | 62 | 20 | 20 | 0 | 1 | 1 | 0 | 5
[6 empty] | 0 | 8: 0; 9: 0; 11: 0; 12: 0; 14: 0
|  |  | 15 | Babhan Kund | 1224500 | 0 | 0 | 0 | 79 | 24 | 55 | 24 | 24 | 0 | 1 | 0 | 0 | 5
|  |  |  | Sub - Total |  | 0 | 0 | 0 | 79 | 24 | 55 | 24 | 24 | 0 | 1 | 0 | 0 | 5
[6 empty] | 0 | 8: 0; 9: 0; 11: 0; 12: 0; 14: 0
|  |  | 16 | Pichhri Bandh | 1224600 | 0 | 0 | 0 | 13 | 11 | 2 | 11 | 11 | 0 | 0 | 0 | 0 | 0
|  |  |  | Sub - Total |  | 0 | 0 | 0 | 13 | 11 | 2 | 11 | 11 | 0 | 0 | 0 | 0 | 0
[6 empty] | 0 | 8: 0; 9: 0; 11: 0; 12: 0; 14: 0
|  |  | 17 | Dumariya | 1224700 | 0 | 0 | 0 | 22 | 18 | 4 | 18 | 18 | 0 | 0 | 0 | 0 | 0
|  |  |  | Sub - Total |  | 0 | 0 | 0 | 22 | 18 | 4 | 18 | 18 | 0 | 0 | 0 | 0 | 0
[6 empty] | 0 | 8: 0; 9: 0; 11: 0; 12: 0; 14: 0
|  |  | 18 | Kharwajori | 1225100 | 0 | 0 | 0 | 52 | 27 | 25 | 27 | 27 | 0 | 0 | 0 | 0 | 0
|  |  |  | Sub - Total |  | 0 | 0 | 0 | 52 | 27 | 25 | 27 | 27 | 0 | 0 | 0 | 0 | 0
[6 empty] | 0 | 8: 0; 9: 0; 11: 0; 12: 0; 14: 0
|  |  | 19 | Munda Santhal Tola | 1225600 | 1 | 1 | 0 | 82 | 82 | 0 | 3 | 3 | 0 | 0 | 0 | 0 | 2
|  |  |  | Bania Tola |  | 0 | 0 | 0 | 12 | 8 | 4 | 8 | 8 | 0 | 0 | 0 | 0 | 1
|  |  |  | Sub - Total |  | 1 | 1 | 0 | 94 | 90 | 4 | 11 | 11 | 0 | 0 | 0 | 0 | 3
[6 empty] | 0 | 8: 0; 9: 0; 11: 0; 12: 0; 14: 0
|  |  | 20 | Majhiladih Muslim Tola Upar | 1226900 | 0 | 0 | 0 | 0 | 0 | 0 | 0 | 0 | 0 | 0 | 0 | 0 | 0
|  |  |  | Muslim Tola Neche |  | 0 | 0 | 0 | 18 | 2 | 16 | 2 | 2 | 0 | 0 | 0 | 0 | 0
|  |  |  | Sub - Total |  | 0 | 0 | 0 | 18 | 2 | 16 | 2 | 2 | 0 | 0 | 0 | 0 | 0
[6 empty] | 0 | 8: 0; 9: 0; 11: 0; 12: 0; 14: 0
|  |  | 21 | Mahtoa | 1227400 | 0 | 0 | 0 | 3 | 1 | 2 | 1 | 1 | 0 | 0 | 0 | 0 | 0
|  |  |  | Sub - Total |  | 0 | 0 | 0 | 3 | 1 | 2 | 1 | 1 | 0 | 0 | 0 | 0 | 0
[6 empty] | 0 | 8: 0; 9: 0; 11: 0; 12: 0; 14: 0
|  |  | 22 | Gidhsoli | 1227600 | 0 | 0 | 0 | 7 | 2 | 5 | 2 | 2 | 0 | 0 | 0 | 0 | 0
|  |  |  | Sub - Total |  | 0 | 0 | 0 | 7 | 2 | 5 | 2 | 2 | 0 | 0 | 0 | 0 | 0
[6 empty] | 0 | 8: 0; 9: 0; 11: 0; 12: 0; 14: 0
|  |  | 23 | Dhrampur | 1227800 | 0 | 0 | 0 | 2 | 2 | 0 | 2 | 2 | 0 | 0 | 0 | 0 | 1
|  |  |  | Sub - Total |  | 0 | 0 | 0 | 2 | 2 | 0 | 2 | 2 | 0 | 0 | 0 | 0 | 1
[6 empty] | 0 | 8: 0; 9: 0; 11: 0; 12: 0; 14: 0
|  |  | 24 | Rohania Chak Uppar Tola | 1227900 | 0 | 0 | 0 | 17 | 4 | 13 | 4 | 4 | 0 | 0 | 0 | 0 | 2
|  |  |  | Niche Tola |  | 1 | 0 | 1 | 18 | 0 | 18 | 0 | 0 | 0 | 0 | 0 | 0 | 0
|  |  |  | Sub - Total |  | 1 | 0 | 1 | 35 | 4 | 31 | 4 | 4 | 0 | 0 | 0 | 0 | 2
[6 empty] | 0 | 8: 0; 9: 0; 11: 0; 12: 0; 14: 0
|  |  | 25 | Dewan Dumariya | 1228200 | 0 | 0 | 0 | 0 | 0 | 0 | 0 | 0 | 0 | 0 | 0 | 0 | 0
|  |  |  | Muslim Tola | 0 | 0 | 0 | 0 | 0 | 0 | 0 | 0 | 0 | 0 | 0 | 0 | 0 | 0
|  |  |  | Sub - Total |  | 0 | 0 | 0 | 0 | 0 | 0 | 0 | 0 | 0 | 0 | 0 | 0 | 0
[6 empty] | 0 | 8: 0; 9: 0; 11: 0; 12: 0; 14: 0
|  |  | 26 | Aurajori Verma Tola | 1228400 | 0 | 0 | 0 | 17 | 4 | 13 | 4 | 4 | 0 | 0 | 0 | 0 | 0
|  |  |  | Rana Tola |  | 0 | 0 | 0 | 4 | 1 | 3 | 1 | 1 | 0 | 0 | 0 | 0 | 0
|  |  |  | Sub - Total |  | 0 | 0 | 0 | 21 | 5 | 16 | 5 | 5 | 0 | 0 | 0 | 0 | 0
[6 empty] | 0 | 8: 0; 9: 0; 11: 0; 12: 0; 14: 0
|  |  | 27 | Maharajganj | 1228600 | 0 | 0 | 0 | 0 | 0 | 0 | 0 | 0 | 0 | 0 | 0 | 0 | 0
|  |  |  | Sub - Total |  | 0 | 0 | 0 | 0 | 0 | 0 | 0 | 0 | 0 | 0 | 0 | 0 | 0
[6 empty] | 0 | 8: 0; 9: 0; 11: 0; 12: 0; 14: 0
|  |  | 28 | Chunardih | 1228700 | 0 | 0 | 0 | 14 | 13 | 1 | 13 | 13 | 0 | 0 | 0 | 0 | 0
|  |  |  | Sub - Total |  | 0 | 0 | 0 | 14 | 13 | 1 | 13 | 13 | 0 | 0 | 0 | 0 | 0
[6 empty] | 0 | 8: 0; 9: 0; 11: 0; 12: 0; 14: 0
|  |  | 29 | Chharra | 1228800 | 0 | 0 | 0 | 11 | 10 | 1 | 10 | 10 | 0 | 0 | 0 | 0 | 0
|  |  |  | Sub - Total |  | 0 | 0 | 0 | 11 | 10 | 1 | 10 | 10 | 0 | 0 | 0 | 0 | 0
[6 empty] | 0 | 8: 0; 9: 0; 11: 0; 12: 0; 14: 0
|  |  | 30 | Mahdewa | 1229000 | 0 | 0 | 0 | 0 | 0 | 0 | 0 | 0 | 0 | 0 | 0 | 0 | 0
|  |  |  | Sub - Total |  | 0 | 0 | 0 | 0 | 0 | 0 | 0 | 0 | 0 | 0 | 0 | 0 | 0
[6 empty] | 0 | 8: 0; 9: 0; 11: 0; 12: 0; 14: 0
|  |  | 31 | Khakhra | 1229100 | 0 | 0 | 0 | 0 | 0 | 0 | 0 | 0 | 0 | 0 | 0 | 0 | 0
|  |  |  | Sub - Total |  | 0 | 0 | 0 | 0 | 0 | 0 | 0 | 0 | 0 | 0 | 0 | 0 | 0
[6 empty] | 0 | 8: 0; 9: 0; 11: 0; 12: 0; 14: 0
|  |  | 32 | Banjhta | 1229300 | 0 | 0 | 0 | 7 | 3 | 4 | 3 | 3 | 0 | 0 | 0 | 0 | 0
|  |  |  | Jarkani | 0 | 0 | 0 | 0 | 0 | 0 | 0 | 0 | 0 | 0 | 0 | 0 | 0 | 0
|  |  |  | Sub - Total |  | 0 | 0 | 0 | 7 | 3 | 4 | 3 | 3 | 0 | 0 | 0 | 0 | 0
[6 empty] | 0 | 8: 0; 9: 0; 11: 0; 12: 0; 14: 0
|  |  | 33 | Babhanganwan | 1229500 | 0 | 0 | 0 | 0 | 0 | 0 | 0 | 0 | 0 | 0 | 0 | 0 | 0
|  |  |  | Tiwari Tola |  | 0 | 0 | 0 | 1 | 1 | 0 | 1 | 1 | 0 | 0 | 0 | 0 | 0
|  |  |  | Manjhladih Tola |  | 0 | 0 | 0 | 12 | 2 | 10 | 2 | 2 | 0 | 0 | 0 | 0 | 0
|  |  |  | Hethdih Tola |  | 0 | 0 | 0 | 155 | 77 | 78 | 77 | 77 | 0 | 0 | 0 | 0 | 0
|  |  |  | Sub - Total |  | 0 | 0 | 0 | 168 | 80 | 88 | 80 | 80 | 0 | 0 | 0 | 0 | 0
[6 empty] | 0 | 8: 0; 9: 0; 11: 0; 12: 0; 14: 0
|  |  | 34 | Taratanr | 1229800 | 0 | 0 | 0 | 0 | 0 | 0 | 0 | 0 | 0 | 0 | 0 | 0 | 0
|  |  |  | Sub - Total |  | 0 | 0 | 0 | 0 | 0 | 0 | 0 | 0 | 0 | 0 | 0 | 0 | 0
[6 empty] | 0 | 8: 0; 9: 0; 11: 0; 12: 0; 14: 0
|  |  | 35 | Rampur | 1229900 | 0 | 0 | 0 | 12 | 7 | 5 | 7 | 7 | 0 | 0 | 0 | 0 | 0
|  |  |  | Sub - Total |  | 0 | 0 | 0 | 12 | 7 | 5 | 7 | 7 | 0 | 0 | 0 | 0 | 0
[6 empty] | 0 | 8: 0; 9: 0; 11: 0; 12: 0; 14: 0
|  |  | 36 | Jirulia | 1230000 | 0 | 0 | 0 | 28 | 28 | 0 | 28 | 28 | 0 | 0 | 0 | 0 | 0
|  |  |  | Sub - Total |  | 0 | 0 | 0 | 28 | 28 | 0 | 28 | 28 | 0 | 0 | 0 | 0 | 0
[6 empty] | 0 | 8: 0; 9: 0; 11: 0; 12: 0; 14: 0
|  |  | 37 | Dunduadih | 1230200 | 0 | 0 | 0 | 49 | 15 | 34 | 15 | 15 | 0 | 0 | 0 | 0 | 0
|  |  |  | Sub - Total |  | 0 | 0 | 0 | 49 | 15 | 34 | 15 | 15 | 0 | 0 | 0 | 0 | 0
[6 empty] | 0 | 8: 0; 9: 0; 11: 0; 12: 0; 14: 0
|  |  | 38 | Belabad | 1230300 | 0 | 0 | 0 | 0 | 0 | 0 | 0 | 0 | 0 | 0 | 0 | 0 | 0
|  |  |  | Sub - Total |  | 0 | 0 | 0 | 0 | 0 | 0 | 0 | 0 | 0 | 0 | 0 | 0 | 0
[6 empty] | 0 | 8: 0; 9: 0; 11: 0; 12: 0; 14: 0
|  |  | 39 | Raniganj | 1230400 | 0 | 0 | 0 | 16 | 10 | 6 | 10 | 10 | 0 | 0 | 0 | 0 | 0
|  |  |  | Sub - Total |  | 0 | 0 | 0 | 16 | 10 | 6 | 10 | 10 | 0 | 0 | 0 | 0 | 0
[6 empty] | 0 | 8: 0; 9: 0; 11: 0; 12: 0; 14: 0
|  |  | 40 | Khairbani | 1230500 | 0 | 0 | 0 | 14 | 14 | 0 | 14 | 14 | 0 | 0 | 0 | 0 | 0
|  |  |  | Sub - Total |  | 0 | 0 | 0 | 14 | 14 | 0 | 14 | 14 | 0 | 0 | 0 | 0 | 0
[6 empty] | 0 | 8: 0; 9: 0; 11: 0; 12: 0; 14: 0
|  |  | 41 | Sarath | 1230600 | 0 | 0 | 0 | 80 | 17 | 63 | 17 | 17 | 0 | 0 | 0 | 0 | 0
|  |  |  | Babri Tola | 0 | 0 | 0 | 0 | 38 | 25 | 13 | 25 | 25 | 0 | 0 | 0 | 0 | 0
|  |  |  | Mandla Tola | 0 | 0 | 0 | 0 | 13 | 13 | 0 | 13 | 13 | 0 | 0 | 0 | 0 | 0
|  |  |  | Purana Bazar Tola | 0 | 0 | 0 | 0 | 9 | 2 | 7 | 2 | 2 | 0 | 0 | 0 | 0 | 0
|  |  |  | Muslim Tola | 0 | 0 | 0 | 0 | 61 | 22 | 39 | 22 | 22 | 0 | 0 | 0 | 0 | 0
|  |  |  | Harijon Tola | 0 | 0 | 0 | 0 | 10 | 8 | 2 | 8 | 8 | 0 | 0 | 0 | 0 | 0
|  |  |  | Lala Tola | 0 | 0 | 0 | 0 | 2 | 0 | 2 | 0 | 0 | 0 | 0 | 0 | 0 | 0
|  |  |  | Brahman Tola | 0 | 0 | 0 | 0 | 17 | 2 | 15 | 2 | 2 | 0 | 0 | 0 | 0 | 0
|  |  |  | Heth Tola | 0 | 0 | 0 | 0 | 9 | 1 | 8 | 1 | 1 | 0 | 0 | 0 | 0 | 0
|  |  |  | Rawat Tola | 0 | 0 | 0 | 0 | 17 | 0 | 17 | 0 | 0 | 0 | 0 | 0 | 0 | 0
|  |  |  | Koari Tola | 0 | 0 | 0 | 0 | 22 | 1 | 21 | 1 | 1 | 0 | 0 | 0 | 0 | 0
|  |  |  | Sub - Total |  | 0 | 0 | 0 | 278 | 91 | 187 | 91 | 91 | 0 | 0 | 0 | 0 | 0
[6 empty] | 0 | 8: 0; 9: 0; 11: 0; 12: 0; 14: 0
|  |  | 42 | Basmata | 1230700 | 0 | 0 | 0 | 19 | 1 | 18 | 1 | 1 | 0 | 0 | 0 | 0 | 0
|  |  |  | Sub - Total |  | 0 | 0 | 0 | 19 | 1 | 18 | 1 | 1 | 0 | 0 | 0 | 0 | 0
[6 empty] | 0 | 8: 0; 9: 0; 11: 0; 12: 0; 14: 0
|  |  | 43 | Dindakoli | 1231000 | 0 | 0 | 0 | 15 | 1 | 14 | 1 | 1 | 0 | 0 | 0 | 0 | 0
|  |  |  | Sub - Total |  | 0 | 0 | 0 | 15 | 1 | 14 | 1 | 1 | 0 | 0 | 0 | 0 | 0
[6 empty] | 0 | 8: 0; 9: 0; 11: 0; 12: 0; 14: 0
|  |  | 44 | Ojhadih | 1231100 | 0 | 0 | 0 | 7 | 0 | 7 | 0 | 0 | 0 | 0 | 0 | 0 | 0
|  |  |  | Sub - Total |  | 0 | 0 | 0 | 7 | 0 | 7 | 0 | 0 | 0 | 0 | 0 | 0 | 0
[6 empty] | 0 | 8: 0; 9: 0; 11: 0; 12: 0; 14: 0
|  |  | 45 | Mahapur | 1231700 | 0 | 0 | 0 | 0 | 0 | 0 | 0 | 0 | 0 | 0 | 0 | 0 | 0
|  |  |  | Sub - Total |  | 0 | 0 | 0 | 0 | 0 | 0 | 0 | 0 | 0 | 0 | 0 | 0 | 0
[6 empty] | 0 | 8: 0; 9: 0; 11: 0; 12: 0; 14: 0
|  |  | 46 | Charakmara (Bhurmihar Tola) | 1231800 | 0 | 0 | 0 | 2 | 2 | 0 | 2 | 2 | 0 | 0 | 0 | 0 | 0
|  |  |  | Harijan Tola | 0 | 0 | 0 | 0 | 4 | 1 | 3 | 1 | 1 | 0 | 0 | 0 | 0 | 0
|  |  |  | Rajwar Tola | 0 | 0 | 0 | 0 | 6 | 1 | 5 | 1 | 1 | 0 | 0 | 0 | 0 | 0
|  |  |  | Sub - Total |  | 0 | 0 | 0 | 12 | 4 | 8 | 4 | 4 | 0 | 0 | 0 | 0 | 0
[6 empty] | 0 | 8: 0; 9: 0; 11: 0; 12: 0; 14: 0
|  |  | 47 | Pachhimkanali | 1232000 | 0 | 0 | 0 | 1 | 0 | 1 | 0 | 0 | 0 | 0 | 0 | 0 | 0
|  |  |  | Sub - Total |  | 0 | 0 | 0 | 1 | 0 | 1 | 0 | 0 | 0 | 0 | 0 | 0 | 0
[6 empty] | 0 | 8: 0; 9: 0; 11: 0; 12: 0; 14: 0
|  |  | 48 | Mangnahir | 1232200 | 0 | 0 | 0 | 51 | 13 | 38 | 13 | 13 | 0 | 0 | 0 | 0 | 0
|  |  |  | Sub - Total |  | 0 | 0 | 0 | 51 | 13 | 38 | 13 | 13 | 0 | 0 | 0 | 0 | 0
[6 empty] | 0 | 8: 0; 9: 0; 11: 0; 12: 0; 14: 0
|  |  | 49 | Sadharia | 1232300 | 0 | 0 | 0 | 48 | 10 | 38 | 10 | 10 | 0 | 0 | 0 | 0 | 0
|  |  |  | Sub - Total |  | 0 | 0 | 0 | 48 | 10 | 38 | 10 | 10 | 0 | 0 | 0 | 0 | 0
[6 empty] | 0 | 8: 0; 9: 0; 11: 0; 12: 0; 14: 0
|  |  | 50 | Lakrakhondha | 1232500 | 0 | 0 | 0 | 91 | 14 | 77 | 14 | 14 | 0 | 0 | 0 | 0 | 0
|  |  |  | Sub - Total |  | 0 | 0 | 0 | 91 | 14 | 77 | 14 | 14 | 0 | 0 | 0 | 0 | 0
[6 empty] | 0 | 8: 0; 9: 0; 11: 0; 12: 0; 14: 0
|  |  | 51 | Barmasia | 1232600 | 0 | 0 | 0 | 49 | 10 | 39 | 10 | 10 | 0 | 0 | 0 | 0 | 0
|  |  |  | Sub - Total |  | 0 | 0 | 0 | 49 | 10 | 39 | 10 | 10 | 0 | 0 | 0 | 0 | 0
[6 empty] | 0 | 8: 0; 9: 0; 11: 0; 12: 0; 14: 0
|  |  | 52 | Baski | 1232700 | 0 | 0 | 0 | 17 | 5 | 12 | 5 | 5 | 0 | 0 | 0 | 0 | 0
|  |  |  | Sub - Total |  | 0 | 0 | 0 | 17 | 5 | 12 | 5 | 5 | 0 | 0 | 0 | 0 | 0
[6 empty] | 0 | 8: 0; 9: 0; 11: 0; 12: 0; 14: 0
|  |  | 53 | Dighri | 1232800 | 0 | 0 | 0 | 9 | 0 | 9 | 0 | 0 | 0 | 0 | 0 | 0 | 0
|  |  |  | Sub - Total |  | 0 | 0 | 0 | 9 | 0 | 9 | 0 | 0 | 0 | 0 | 0 | 0 | 0
[6 empty] | 0 | 8: 0; 9: 0; 11: 0; 12: 0; 14: 0
|  |  | 54 | Gaura | 1234500 | 0 | 0 | 0 | 4 | 4 | 0 | 4 | 4 | 0 | 0 | 0 | 0 | 0
|  |  |  | Sub - Total |  | 0 | 0 | 0 | 4 | 4 | 0 | 4 | 4 | 0 | 0 | 0 | 0 | 0
[6 empty] | 0 | 8: 0; 9: 0; 11: 0; 12: 0; 14: 0
|  |  | 55 | Lagwa Harijan Tola | 1234700 | 0 | 0 | 0 | 43 | 7 | 36 | 7 | 7 | 0 | 0 | 0 | 0 | 0
|  |  |  | Santhal Tola |  | 0 | 0 | 0 | 14 | 0 | 14 | 0 | 0 | 0 | 0 | 0 | 0 | 0
|  |  |  | Sub - Total |  | 0 | 0 | 0 | 57 | 7 | 50 | 7 | 7 | 0 | 0 | 0 | 0 | 0
[6 empty] | 0 | 8: 0; 9: 0; 11: 0; 12: 0; 14: 0
|  |  | 56 | Murgabani | 1234800 | 0 | 0 | 0 | 26 | 4 | 22 | 4 | 4 | 0 | 0 | 0 | 0 | 0
|  |  |  | Sub - Total |  | 0 | 0 | 0 | 26 | 4 | 22 | 4 | 4 | 0 | 0 | 0 | 0 | 0
[6 empty] | 0 | 8: 0; 9: 0; 11: 0; 12: 0; 14: 0
|  |  | 57 | Noniyatanr | 1234900 | 0 | 0 | 0 | 27 | 1 | 26 | 1 | 1 | 0 | 0 | 0 | 0 | 0
|  |  |  | Sub - Total |  | 0 | 0 | 0 | 27 | 1 | 26 | 1 | 1 | 0 | 0 | 0 | 0 | 0
[6 empty] | 0 | 8: 0; 9: 0; 11: 0; 12: 0; 14: 0
|  |  | 58 | Siktiya | 1235000 | 0 | 0 | 0 | 3 | 2 | 1 | 2 | 2 | 0 | 0 | 0 | 0 | 0
|  |  |  | Sub - Total |  | 0 | 0 | 0 | 3 | 2 | 1 | 2 | 2 | 0 | 0 | 0 | 0 | 0
[6 empty] | 0 | 8: 0; 9: 0; 11: 0; 12: 0; 14: 0
|  |  | 59 | Bandri Sol | 1235400 | 0 | 0 | 0 | 5 | 0 | 5 | 0 | 0 | 0 | 0 | 0 | 0 | 0
|  |  |  | Sub - Total |  | 0 | 0 | 0 | 5 | 0 | 5 | 0 | 0 | 0 | 0 | 0 | 0 | 0
[6 empty] | 0 | 8: 0; 9: 0; 11: 0; 12: 0; 14: 0
|  |  | 60 | Ambakanali | 1235500 | 0 | 0 | 0 | 6 | 0 | 6 | 0 | 0 | 0 | 0 | 0 | 0 | 0
|  |  |  | Sub - Total |  | 0 | 0 | 0 | 6 | 0 | 6 | 0 | 0 | 0 | 0 | 0 | 0 | 0
[6 empty] | 0 | 8: 0; 9: 0; 11: 0; 12: 0; 14: 0
|  |  | 61 | Pipra sole | 1235800 | 0 | 0 | 0 | 24 | 7 | 17 | 7 | 7 | 0 | 0 | 0 | 0 | 0
|  |  |  | Pipra sole Tola |  | 1 | 0 | 1 | 46 | 0 | 46 | 10 | 0 | 10 | 0 | 0 | 0 | 0
|  |  |  | Sub - Total |  | 1 | 0 | 1 | 70 | 7 | 63 | 17 | 7 | 10 | 0 | 0 | 0 | 0
[6 empty] | 0 | 8: 0; 9: 0; 11: 0; 12: 0; 14: 0
|  |  | 62 | Khamar | 1235900 | 0 | 0 | 0 | 0 | 0 | 0 | 0 | 0 | 0 | 0 | 0 | 0 | 0
|  |  |  | Sub - Total |  | 0 | 0 | 0 | 0 | 0 | 0 | 0 | 0 | 0 | 0 | 0 | 0 | 0
[6 empty] | 0 | 8: 0; 9: 0; 11: 0; 12: 0; 14: 0
|  |  | 63 | Paharidih | 1236000 | 0 | 0 | 0 | 0 | 0 | 0 | 0 | 0 | 0 | 0 | 0 | 0 | 0
|  |  |  | Sub - Total |  | 0 | 0 | 0 | 0 | 0 | 0 | 0 | 0 | 0 | 0 | 0 | 0 | 0
[6 empty] | 0 | 8: 0; 9: 0; 11: 0; 12: 0; 14: 0
|  |  | 64 | Nagra | 1236200 | 0 | 0 | 0 | 0 | 0 | 0 | 0 | 0 | 0 | 0 | 0 | 0 | 0
|  |  |  | Sub - Total |  | 0 | 0 | 0 | 0 | 0 | 0 | 0 | 0 | 0 | 0 | 0 | 0 | 0
[6 empty] | 0 | 8: 0; 9: 0; 11: 0; 12: 0; 14: 0
|  |  | 65 | Gairbad Gangapur | 1236300 | 0 | 0 | 0 | 0 | 0 | 0 | 0 | 0 | 0 | 0 | 0 | 0 | 0
|  |  |  | Sub - Total |  | 0 | 0 | 0 | 0 | 0 | 0 | 0 | 0 | 0 | 0 | 0 | 0 | 0
[6 empty] | 0 | 8: 0; 9: 0; 11: 0; 12: 0; 14: 0
|  |  | 66 | Kolkiari | 1236400 | 0 | 0 | 0 | 0 | 0 | 0 | 0 | 0 | 0 | 0 | 0 | 0 | 0
|  |  |  | Sub - Total |  | 0 | 0 | 0 | 0 | 0 | 0 | 0 | 0 | 0 | 0 | 0 | 0 | 0
[6 empty] | 0 | 8: 0; 9: 0; 11: 0; 12: 0; 14: 0
|  |  | 67 | Kuwamura | 1236500 | 0 | 0 | 0 | 0 | 0 | 0 | 0 | 0 | 0 | 0 | 0 | 0 | 0
|  |  |  | Kukrha Tola |  | 0 | 0 | 0 | 0 | 0 | 0 | 0 | 0 | 0 | 0 | 0 | 0 | 0
|  |  |  | Sub - Total |  | 0 | 0 | 0 | 0 | 0 | 0 | 0 | 0 | 0 | 0 | 0 | 0 | 0
[6 empty] | 0 | 8: 0; 9: 0; 11: 0; 12: 0; 14: 0
|  |  | 68 | Kukraha Bangali Tola | 1236700 | 1 | 1 | 0 | 34 | 34 | 0 | 21 | 21 | 0 | 0 | 0 | 0 | 2
|  |  |  | Rajak Tola |  | 0 | 0 | 0 | 76 | 29 | 47 | 29 | 29 | 0 | 0 | 0 | 0 | 0
|  |  |  | Sub - Total |  | 1 | 1 | 0 | 110 | 63 | 47 | 50 | 50 | 0 | 0 | 0 | 0 | 2
[6 empty] | 0 | 8: 0; 9: 0; 11: 0; 12: 0; 14: 0
|  |  | 69 | Sathbehra | 1236800 | 0 | 0 | 0 | 3 | 0 | 3 | 0 | 0 | 0 | 0 | 0 | 0 | 0
|  |  |  | Sub - Total |  | 0 | 0 | 0 | 3 | 0 | 3 | 0 | 0 | 0 | 0 | 0 | 0 | 0
[6 empty] | 0 | 8: 0; 9: 0; 11: 0; 12: 0; 14: 0
|  |  | 70 | Majurgila | 1237200 | 0 | 0 | 0 | 2 | 0 | 2 | 0 | 0 | 0 | 0 | 0 | 0 | 0
|  |  |  | Sub - Total |  | 0 | 0 | 0 | 2 | 0 | 2 | 0 | 0 | 0 | 0 | 0 | 0 | 0
[6 empty] | 0 | 8: 0; 9: 0; 11: 0; 12: 0; 14: 0
|  |  | 71 | Kadma Bhumiar Tola | 1237300 | 0 | 0 | 0 | 10 | 10 | 0 | 10 | 10 | 0 | 0 | 0 | 0 | 2
|  |  |  | Upar Rajwar Tola |  | 1 | 0 | 1 | 7 | 0 | 7 | 3 | 0 | 3 | 0 | 0 | 0 | 0
|  |  |  | Sub - Total |  | 1 | 0 | 1 | 17 | 10 | 7 | 13 | 10 | 3 | 0 | 0 | 0 | 2
[6 empty] | 0 | 8: 0; 9: 0; 11: 0; 12: 0; 14: 0
|  |  | 72 | Ratna | 1237400 | 0 | 0 | 0 | 41 | 26 | 15 | 26 | 26 | 0 | 0 | 0 | 0 | 0
|  |  |  | Sub - Total |  | 0 | 0 | 0 | 41 | 26 | 15 | 26 | 26 | 0 | 0 | 0 | 0 | 0
[6 empty] | 0 | 8: 0; 9: 0; 11: 0; 12: 0; 14: 0
|  |  | 73 | Sapha | 1237500 | 0 | 0 | 0 | 4 | 4 | 0 | 4 | 4 | 0 | 0 | 0 | 0 | 0
|  |  |  | Sub - Total |  | 0 | 0 | 0 | 4 | 4 | 0 | 4 | 4 | 0 | 0 | 0 | 0 | 0
[6 empty] | 0 | 8: 0; 9: 0; 11: 0; 12: 0; 14: 0
|  |  | 74 | Bankanali | 1237600 | 0 | 0 | 0 | 0 | 0 | 0 | 0 | 0 | 0 | 0 | 0 | 0 | 0
|  |  |  | Sub - Total |  | 0 | 0 | 0 | 0 | 0 | 0 | 0 | 0 | 0 | 0 | 0 | 0 | 0
[6 empty] | 0 | 8: 0; 9: 0; 11: 0; 12: 0; 14: 0
|  |  | 75 | Chhatakurum | 1237700 | 0 | 0 | 0 | 0 | 0 | 0 | 0 | 0 | 0 | 0 | 0 | 0 | 0
|  |  |  | Sub - Total |  | 0 | 0 | 0 | 0 | 0 | 0 | 0 | 0 | 0 | 0 | 0 | 0 | 0
[6 empty] | 0 | 8: 0; 9: 0; 11: 0; 12: 0; 14: 0
|  |  | 76 | Dubchanchar | 1237800 | 0 | 0 | 0 | 10 | 0 | 10 | 0 | 0 | 0 | 0 | 0 | 0 | 0
|  |  |  | Sub - Total |  | 0 | 0 | 0 | 10 | 0 | 10 | 0 | 0 | 0 | 0 | 0 | 0 | 0
[6 empty] | 0 | 8: 0; 9: 0; 11: 0; 12: 0; 14: 0
|  |  | 77 | Bardabra Bangali Tola | 1237900 | 0 | 0 | 0 | 4 | 2 | 2 | 2 | 2 | 0 | 0 | 0 | 0 | 0
|  |  |  | Sub - Total |  | 0 | 0 | 0 | 4 | 2 | 2 | 2 | 2 | 0 | 0 | 0 | 0 | 0
[6 empty] | 0 | 8: 0; 9: 0; 11: 0; 12: 0; 14: 0
|  |  | 78 | Chhata Kurum | 1238000 | 0 | 0 | 0 | 7 | 4 | 3 | 4 | 4 | 0 | 0 | 0 | 0 | 1
|  |  |  | Sub - Total |  | 0 | 0 | 0 | 7 | 4 | 3 | 4 | 4 | 0 | 0 | 0 | 0 | 1
[6 empty] | 0 | 8: 0; 9: 0; 11: 0; 12: 0; 14: 0
|  |  | 79 | Kalujot | 1238100 | 0 | 0 | 0 | 0 | 0 | 0 | 0 | 0 | 0 | 0 | 0 | 0 | 0
|  |  |  | Sub - Total |  | 0 | 0 | 0 | 0 | 0 | 0 | 0 | 0 | 0 | 0 | 0 | 0 | 0
[6 empty] | 0 | 8: 0; 9: 0; 11: 0; 12: 0; 14: 0
|  |  | 80 | Karma | 1238200 | 0 | 0 | 0 | 4 | 4 | 0 | 4 | 4 | 0 | 0 | 0 | 0 | 1
|  |  |  | Sub - Total |  | 0 | 0 | 0 | 4 | 4 | 0 | 4 | 4 | 0 | 0 | 0 | 0 | 1
[6 empty] | 0 | 8: 0; 9: 0; 11: 0; 12: 0; 14: 0
|  |  | 81 | Dhawasol | 1238300 | 0 | 0 | 0 | 0 | 0 | 0 | 0 | 0 | 0 | 0 | 0 | 0 | 0
|  |  |  | Sub - Total |  | 0 | 0 | 0 | 0 | 0 | 0 | 0 | 0 | 0 | 0 | 0 | 0 | 0
[6 empty] | 0 | 8: 0; 9: 0; 11: 0; 12: 0; 14: 0
|  |  | 82 | Parbad | 1238400 | 0 | 0 | 0 | 4 | 2 | 2 | 2 | 2 | 0 | 0 | 0 | 0 | 0
|  |  |  | Nimiyatanr Parbad Tola |  | 0 | 0 | 0 | 0 | 0 | 0 | 0 | 0 | 0 | 0 | 0 | 0 | 0
|  |  |  | Sub - Total |  | 0 | 0 | 0 | 4 | 2 | 2 | 2 | 2 | 0 | 0 | 0 | 0 | 0
[6 empty] | 0 | 8: 0; 9: 0; 11: 0; 12: 0; 14: 0
|  |  | 83 | Pipra | 1238500 | 0 | 0 | 0 | 0 | 0 | 0 | 0 | 0 | 0 | 0 | 0 | 0 | 0
|  |  |  | Sub - Total |  | 0 | 0 | 0 | 0 | 0 | 0 | 0 | 0 | 0 | 0 | 0 | 0 | 0
[6 empty] | 0 | 8: 0; 9: 0; 11: 0; 12: 0; 14: 0
|  |  | 84 | Gajiadih | 1239000 | 0 | 0 | 0 | 25 | 1 | 24 | 1 | 1 | 0 | 0 | 0 | 0 | 0
|  |  |  | Gatwar Tola |  | 1 | 0 | 1 | 16 | 0 | 16 | 0 | 0 | 0 | 0 | 0 | 0 | 0
|  |  |  | Mohli Tola |  | 1 | 0 | 1 | 48 | 0 | 48 | 9 | 0 | 9 | 0 | 0 | 0 | 0
|  |  |  | Sub - Total |  | 2 | 0 | 2 | 89 | 1 | 88 | 10 | 1 | 9 | 0 | 0 | 0 | 0
[6 empty] | 0 | 8: 0; 9: 0; 11: 0; 12: 0; 14: 0
|  |  | 85 | Tetariatanr | 1239100 | 0 | 0 | 0 | 12 | 1 | 11 | 1 | 1 | 0 | 0 | 0 | 0 | 0
|  |  |  | Sub - Total |  | 0 | 0 | 0 | 12 | 1 | 11 | 1 | 1 | 0 | 0 | 0 | 0 | 0
[6 empty] | 0 | 8: 0; 9: 0; 11: 0; 12: 0; 14: 0
|  |  | 86 | Kachua Bank | 1239400 | 0 | 0 | 0 | 8 | 8 | 0 | 8 | 8 | 0 | 0 | 0 | 0 | 0
|  |  |  | Sub - Total |  | 0 | 0 | 0 | 8 | 8 | 0 | 8 | 8 | 0 | 0 | 0 | 0 | 0
[6 empty] | 0 | 8: 0; 9: 0; 11: 0; 12: 0; 14: 0
|  |  | 87 | Dhorodumar | 1239500 | 0 | 0 | 0 | 12 | 0 | 12 | 0 | 0 | 0 | 0 | 0 | 0 | 0
|  |  |  | Sub - Total |  | 0 | 0 | 0 | 12 | 0 | 12 | 0 | 0 | 0 | 0 | 0 | 0 | 0
[6 empty] | 0 | 8: 0; 9: 0; 11: 0; 12: 0; 14: 0
|  |  | 88 | Modibandh | 1239600 | 0 | 0 | 0 | 1 | 1 | 0 | 1 | 1 | 0 | 0 | 0 | 0 | 0
|  |  |  | Sub - Total |  | 0 | 0 | 0 | 1 | 1 | 0 | 1 | 1 | 0 | 0 | 0 | 0 | 0
[6 empty] | 0 | 8: 0; 9: 0; 11: 0; 12: 0; 14: 0
|  |  | 89 | Phasiabad | 1239700 | 0 | 0 | 0 | 8 | 4 | 4 | 4 | 4 | 0 | 0 | 0 | 0 | 1
|  |  |  | Sub - Total |  | 0 | 0 | 0 | 8 | 4 | 4 | 4 | 4 | 0 | 0 | 0 | 0 | 1
[6 empty] | 0 | 8: 0; 9: 0; 11: 0; 12: 0; 14: 0
|  |  | 90 | Gopibandh | 1239900 | 0 | 0 | 0 | 35 | 19 | 16 | 19 | 19 | 0 | 0 | 0 | 0 | 0
|  |  |  | Mushar Tola |  | 1 | 0 | 1 | 29 | 0 | 29 | 19 | 0 | 19 | 0 | 0 | 0 | 0
|  |  |  | Sub - Total |  | 1 | 0 | 1 | 64 | 19 | 45 | 38 | 19 | 19 | 0 | 0 | 0 | 0
[6 empty] | 0 | 8: 0; 9: 0; 11: 0; 12: 0; 14: 0
|  |  | 91 | Mahesliti | 1240300 | 0 | 0 | 0 | 22 | 2 | 20 | 2 | 2 | 0 | 0 | 0 | 0 | 0
|  |  |  | Sub - Total |  | 0 | 0 | 0 | 22 | 2 | 20 | 2 | 2 | 0 | 0 | 0 | 0 | 0
[6 empty] | 0 | 8: 0; 9: 0; 11: 0; 12: 0; 14: 0
|  |  | 92 | Belbarana | 1240400 | 0 | 0 | 0 | 54 | 7 | 47 | 7 | 7 | 0 | 0 | 0 | 0 | 0
|  |  |  | Sub - Total |  | 0 | 0 | 0 | 54 | 7 | 47 | 7 | 7 | 0 | 0 | 0 | 0 | 0
[6 empty] | 0 | 8: 0; 9: 0; 11: 0; 12: 0; 14: 0
|  |  | 93 | Parbank | 1240500 | 0 | 0 | 0 | 4 | 1 | 3 | 1 | 1 | 0 | 0 | 0 | 0 | 0
|  |  |  | Sub - Total |  | 0 | 0 | 0 | 4 | 1 | 3 | 1 | 1 | 0 | 0 | 0 | 0 | 0
[6 empty] | 0 | 8: 0; 9: 0; 11: 0; 12: 0; 14: 0
|  |  | 94 | Kumrabandi | 1240700 | 0 | 0 | 0 | 5 | 0 | 5 | 0 | 0 | 0 | 0 | 0 | 0 | 0
|  |  |  | Harijan Tola |  | 1 | 0 | 1 | 22 | 0 | 22 | 20 | 0 | 20 | 0 | 0 | 0 | 0
|  |  |  | Sub - Total |  | 1 | 0 | 1 | 27 | 0 | 27 | 20 | 0 | 20 | 0 | 0 | 0 | 0
[6 empty] | 0 | 8: 0; 9: 0; 11: 0; 12: 0; 14: 0
|  |  | 95 | Deoli | 1240800 | 0 | 0 | 0 | 10 | 3 | 7 | 3 | 3 | 0 | 1 | 0 | 0 | 3
|  |  |  | Sub - Total |  | 0 | 0 | 0 | 10 | 3 | 7 | 3 | 3 | 0 | 1 | 0 | 0 | 3
[6 empty] | 0 | 8: 0; 9: 0; 11: 0; 12: 0; 14: 0
|  |  | 96 | Jogiatikar | 1240900 | 0 | 0 | 0 | 1 | 1 | 0 | 1 | 1 | 0 | 0 | 0 | 0 | 0
|  |  |  | Sub - Total |  | 0 | 0 | 0 | 1 | 1 | 0 | 1 | 1 | 0 | 0 | 0 | 0 | 0
[6 empty] | 0 | 8: 0; 9: 0; 11: 0; 12: 0; 14: 0
|  |  | 97 | Sabaijor | 1241000 | 0 | 0 | 0 | 19 | 11 | 8 | 11 | 11 | 0 | 0 | 0 | 0 | 0
|  |  |  | Muslim Tola |  | 1 | 1 | 0 | 58 | 58 | 0 | 14 | 14 | 0 | 1 | 2 | 0 | 10
|  |  |  | Sub - Total |  | 1 | 1 | 0 | 77 | 69 | 8 | 25 | 25 | 0 | 1 | 2 | 0 | 10
[6 empty] | 0 | 8: 0; 9: 0; 11: 0; 12: 0; 14: 0
|  |  | 98 | Chak Jamuabahal | 1241100 | 0 | 0 | 0 | 0 | 0 | 0 | 0 | 0 | 0 | 0 | 0 | 0 | 0
|  |  |  | Sub - Total |  | 0 | 0 | 0 | 0 | 0 | 0 | 0 | 0 | 0 | 0 | 0 | 0 | 0
[6 empty] | 0 | 8: 0; 9: 0; 11: 0; 12: 0; 14: 0
|  |  | 99 | Koldih | 1241500 | 0 | 0 | 0 | 3 | 3 | 0 | 3 | 3 | 0 | 0 | 0 | 0 | 0
|  |  |  | Sub - Total |  | 0 | 0 | 0 | 3 | 3 | 0 | 3 | 3 | 0 | 0 | 0 | 0 | 0
[6 empty] | 0 | 8: 0; 9: 0; 11: 0; 12: 0; 14: 0
|  |  | 100 | Birjamun | 1242100 | 1 | 1 | 0 | 86 | 86 | 0 | 50 | 50 | 0 | 1 | 0 | 0 | 4
|  |  |  | Mandal Tola | 0 | 0 | 0 | 0 | 0 | 0 | 0 | 0 | 0 | 0 | 0 | 0 | 0 | 0
|  |  |  | Sub - Total |  | 1 | 1 | 0 | 86 | 86 | 0 | 50 | 50 | 0 | 1 | 0 | 0 | 4
[6 empty] | 0 | 8: 0; 9: 0; 11: 0; 12: 0; 14: 0
|  |  | 101 | Nagro Rana/Barhai Tola | 1242200 | 1 | 1 | 0 | 15 | 15 | 0 | 6 | 6 | 0 | 1 | 0 | 0 | 1
|  |  |  | Panchrukhi / Mahta Tola | 0 | 1 | 0 | 1 | 17 | 0 | 17 | 11 | 0 | 11 | 0 | 0 | 0 | 0
|  |  |  | Harijan Tola | 0 | 1 | 1 | 0 | 52 | 42 | 10 | 16 | 16 | 0 | 0 | 0 | 0 | 1
|  |  |  | Yadav Tola | 0 | 1 | 0 | 1 | 18 | 0 | 18 | 4 | 0 | 4 | 0 | 0 | 0 | 0
|  |  |  | Upar Tola | 0 | 0 | 0 | 0 | 0 | 0 | 0 | 0 | 0 | 0 | 0 | 0 | 0 | 0
|  |  |  | Tartanr tola | 0 | 0 | 0 | 0 | 0 | 0 | 0 | 0 | 0 | 0 | 0 | 0 | 0 | 0
|  |  |  | Gorwadih Tola | 0 | 0 | 0 | 0 | 6 | 4 | 2 | 4 | 4 | 0 | 0 | 0 | 0 | 0
|  |  |  | Sub - Total |  | 4 | 2 | 2 | 108 | 61 | 47 | 41 | 26 | 15 | 1 | 0 | 0 | 2
[6 empty] | 0 | 8: 0; 9: 0; 11: 0; 12: 0; 14: 0
|  |  | 102 | Domohani | 1242300 | 0 | 0 | 0 | 0 | 0 | 0 | 0 | 0 | 0 | 0 | 0 | 0 | 0
|  |  |  | Sub - Total |  | 0 | 0 | 0 | 0 | 0 | 0 | 0 | 0 | 0 | 0 | 0 | 0 | 0
[6 empty] | 0 | 8: 0; 9: 0; 11: 0; 12: 0; 14: 0
|  |  | 103 | Pirthibandh | 1242600 | 0 | 0 | 0 | 12 | 12 | 0 | 12 | 12 | 0 | 0 | 0 | 0 | 0
|  |  |  | Sub - Total |  | 0 | 0 | 0 | 12 | 12 | 0 | 12 | 12 | 0 | 0 | 0 | 0 | 0
[6 empty] | 0 | 8: 0; 9: 0; 11: 0; 12: 0; 14: 0
|  |  | 104 | Darpa | 1242800 | 0 | 0 | 0 | 6 | 5 | 1 | 5 | 5 | 0 | 0 | 0 | 0 | 0
|  |  |  | Sub - Total |  | 0 | 0 | 0 | 6 | 5 | 1 | 5 | 5 | 0 | 0 | 0 | 0 | 0
[6 empty] | 0 | 8: 0; 9: 0; 11: 0; 12: 0; 14: 0
|  |  | 105 | Angaro | 1242900 | 0 | 0 | 0 | 0 | 0 | 0 | 0 | 0 | 0 | 0 | 0 | 0 | 2
|  |  |  | Sub - Total |  | 0 | 0 | 0 | 0 | 0 | 0 | 0 | 0 | 0 | 0 | 0 | 0 | 2
[6 empty] | 0 | 8: 0; 9: 0; 11: 0; 12: 0; 14: 0
|  |  | 106 | Haripur | 1243000 | 0 | 0 | 0 | 7 | 3 | 4 | 3 | 3 | 0 | 0 | 0 | 0 | 0
|  |  |  | Sub - Total |  | 0 | 0 | 0 | 7 | 3 | 4 | 3 | 3 | 0 | 0 | 0 | 0 | 0
[6 empty] | 0 | 8: 0; 9: 0; 11: 0; 12: 0; 14: 0
|  |  | 107 | Rajaraidih | 1243100 | 0 | 0 | 0 | 27 | 11 | 16 | 11 | 11 | 0 | 0 | 0 | 0 | 0
|  |  |  | Sub - Total |  | 0 | 0 | 0 | 27 | 11 | 16 | 11 | 11 | 0 | 0 | 0 | 0 | 0
[6 empty] | 0 | 8: 0; 9: 0; 11: 0; 12: 0; 14: 0
|  |  | 108 | Phulduba | 1243200 | 0 | 0 | 0 | 8 | 3 | 5 | 3 | 3 | 0 | 0 | 0 | 0 | 0
|  |  |  | Sub - Total |  | 0 | 0 | 0 | 8 | 3 | 5 | 3 | 3 | 0 | 0 | 0 | 0 | 0
[6 empty] | 0 | 8: 0; 9: 0; 11: 0; 12: 0; 14: 0
|  |  | 109 | Pindari Upar Pindari | 1243300 | 0 | 0 | 0 | 14 | 14 | 0 | 14 | 14 | 0 | 0 | 0 | 0 | 0
|  |  |  | Niche Pindari |  | 1 | 1 | 0 | 77 | 77 | 0 | 37 | 37 | 0 | 0 | 0 | 0 | 2
|  |  |  | Sub - Total |  | 1 | 1 | 0 | 91 | 91 | 0 | 51 | 51 | 0 | 0 | 0 | 0 | 2
[6 empty] | 0 | 8: 0; 9: 0; 11: 0; 12: 0; 14: 0
|  |  | 110 | Kapsa | 1243400 | 0 | 0 | 0 | 28 | 9 | 19 | 9 | 9 | 0 | 0 | 0 | 0 | 0
|  |  |  | Sub - Total |  | 0 | 0 | 0 | 28 | 9 | 19 | 9 | 9 | 0 | 0 | 0 | 0 | 0
[6 empty] | 0 | 8: 0; 9: 0; 11: 0; 12: 0; 14: 0
|  |  | 111 | Sukhjora | 1243800 | 0 | 0 | 0 | 23 | 8 | 15 | 8 | 8 | 0 | 0 | 0 | 0 | 0
|  |  |  | Yadav Tola |  | 0 | 0 | 0 | 4 | 1 | 3 | 1 | 1 | 0 | 0 | 0 | 0 | 0
|  |  |  | Mandal Tola |  | 0 | 0 | 0 | 38 | 13 | 25 | 13 | 13 | 0 | 0 | 0 | 0 | 0
|  |  |  | Sub - Total |  | 0 | 0 | 0 | 65 | 22 | 43 | 22 | 22 | 0 | 0 | 0 | 0 | 0
[6 empty] | 0 | 8: 0; 9: 0; 11: 0; 12: 0; 14: 0
|  |  | 112 | Bhathariya | 1243900 | 0 | 0 | 0 | 3 | 2 | 1 | 2 | 2 | 0 | 0 | 0 | 0 | 0
|  |  |  | Sub - Total |  | 0 | 0 | 0 | 3 | 2 | 1 | 2 | 2 | 0 | 0 | 0 | 0 | 0
[6 empty] | 0 | 8: 0; 9: 0; 11: 0; 12: 0; 14: 0
|  |  | 113 | Khaira | 1244000 | 0 | 0 | 0 | 7 | 4 | 3 | 4 | 4 | 0 | 0 | 0 | 0 | 0
|  |  |  | Sub - Total |  | 0 | 0 | 0 | 7 | 4 | 3 | 4 | 4 | 0 | 0 | 0 | 0 | 0
[6 empty] | 0 | 8: 0; 9: 0; 11: 0; 12: 0; 14: 0
|  |  | 114 | Rampur | 1244300 | 0 | 0 | 0 | 5 | 5 | 0 | 5 | 5 | 0 | 0 | 0 | 0 | 0
|  |  |  | Sub - Total |  | 0 | 0 | 0 | 5 | 5 | 0 | 5 | 5 | 0 | 0 | 0 | 0 | 0
[6 empty] | 0 | 8: 0; 9: 0; 11: 0; 12: 0; 14: 0
|  |  | 115 | Baghdabra Neche Tola | 1244400 | 0 | 0 | 0 | 30 | 6 | 24 | 6 | 6 | 0 | 0 | 0 | 0 | 0
|  |  |  | Sub - Total |  | 0 | 0 | 0 | 30 | 6 | 24 | 6 | 6 | 0 | 0 | 0 | 0 | 0
[6 empty] | 0 | 8: 0; 9: 0; 11: 0; 12: 0; 14: 0
|  |  | 116 | Babhandiha | 1244500 | 0 | 0 | 0 | 0 | 0 | 0 | 0 | 0 | 0 | 1 | 0 | 0 | 2
|  |  |  | Sub - Total |  | 0 | 0 | 0 | 0 | 0 | 0 | 0 | 0 | 0 | 1 | 0 | 0 | 2
[6 empty] | 0 | 8: 0; 9: 0; 11: 0; 12: 0; 14: 0
|  |  | 117 | Baratanr | 1244700 | 0 | 0 | 0 | 21 | 3 | 18 | 3 | 3 | 0 | 0 | 0 | 0 | 0
|  |  |  | Sub - Total |  | 0 | 0 | 0 | 21 | 3 | 18 | 3 | 3 | 0 | 0 | 0 | 0 | 0
[6 empty] | 0 | 8: 0; 9: 0; 11: 0; 12: 0; 14: 0
|  |  | 118 | Burwa | 1244800 | 0 | 0 | 0 | 32 | 32 | 0 | 32 | 32 | 0 | 0 | 0 | 0 | 0
|  |  |  | Heth Tola |  | 0 | 0 | 0 | 0 | 0 | 0 | 0 | 0 | 0 | 0 | 0 | 0 | 0
|  |  |  | Pandit Tola |  | 0 | 0 | 0 | 0 | 0 | 0 | 0 | 0 | 0 | 0 | 0 | 0 | 0
|  |  |  | Sub - Total |  | 0 | 0 | 0 | 32 | 32 | 0 | 32 | 32 | 0 | 0 | 0 | 0 | 0
[6 empty] | 0 | 8: 0; 9: 0; 11: 0; 12: 0; 14: 0
|  |  | 119 | Lodhra | 1244900 | 0 | 0 | 0 | 16 | 11 | 5 | 11 | 11 | 0 | 0 | 0 | 0 | 0
|  |  |  | Sub - Total |  | 0 | 0 | 0 | 16 | 11 | 5 | 11 | 11 | 0 | 0 | 0 | 0 | 0
[6 empty] | 0 | 8: 0; 9: 0; 11: 0; 12: 0; 14: 0
|  |  | 120 | Jamuasol Kumhar Tola | 1245100 | 0 | 0 | 0 | 4 | 4 | 0 | 4 | 4 | 0 | 0 | 0 | 0 | 0
|  |  |  | Heth Tola |  | 0 | 0 | 0 | 34 | 4 | 30 | 4 | 4 | 0 | 0 | 0 | 0 | 0
|  |  |  | Sub - Total |  | 0 | 0 | 0 | 38 | 8 | 30 | 8 | 8 | 0 | 0 | 0 | 0 | 0
[6 empty] | 0 | 8: 0; 9: 0; 11: 0; 12: 0; 14: 0
|  |  | 121 | Goplaraedih | 1245200 | 0 | 0 | 0 | 10 | 10 | 0 | 10 | 10 | 0 | 0 | 0 | 0 | 0
|  |  |  | Sub - Total |  | 0 | 0 | 0 | 10 | 10 | 0 | 10 | 10 | 0 | 0 | 0 | 0 | 0
[6 empty] | 0 | 8: 0; 9: 0; 11: 0; 12: 0; 14: 0
|  |  | 122 | Bagdaha | 1245400 | 0 | 0 | 0 | 29 | 14 | 15 | 14 | 14 | 0 | 1 | 0 | 0 | 1
|  |  |  | Sub - Total |  | 0 | 0 | 0 | 29 | 14 | 15 | 14 | 14 | 0 | 1 | 0 | 0 | 1
[6 empty] | 0 | 8: 0; 9: 0; 11: 0; 12: 0; 14: 0
|  |  | 123 | Jhagrahi | 1245700 | 0 | 0 | 0 | 9 | 3 | 6 | 3 | 3 | 0 | 1 | 0 | 0 | 1
|  |  |  | Sub - Total |  | 0 | 0 | 0 | 9 | 3 | 6 | 3 | 3 | 0 | 1 | 0 | 0 | 1
[6 empty] | 0 | 8: 0; 9: 0; 11: 0; 12: 0; 14: 0
|  |  | 124 | Naya Kharna | 1246300 | 0 | 0 | 0 | 56 | 25 | 31 | 25 | 25 | 0 | 0 | 0 | 0 | 0
|  |  |  | Sub - Total |  | 0 | 0 | 0 | 56 | 25 | 31 | 25 | 25 | 0 | 0 | 0 | 0 | 0
[6 empty] | 0 | 8: 0; 9: 0; 11: 0; 12: 0; 14: 0
|  |  | 125 | Puranakharna | 1246400 | 0 | 0 | 0 | 0 | 0 | 0 | 0 | 0 | 0 | 0 | 0 | 0 | 1
|  |  |  | Sub - Total |  | 0 | 0 | 0 | 0 | 0 | 0 | 0 | 0 | 0 | 0 | 0 | 0 | 1
[6 empty] | 0 | 8: 0; 9: 0; 11: 0; 12: 0; 14: 0
|  |  | 126 | Durgapur | 1246500 | 0 | 0 | 0 | 0 | 0 | 0 | 0 | 0 | 0 | 0 | 0 | 0 | 0
|  |  |  | Sub - Total |  | 0 | 0 | 0 | 0 | 0 | 0 | 0 | 0 | 0 | 0 | 0 | 0 | 0
[6 empty] | 0 | 8: 0; 9: 0; 11: 0; 12: 0; 14: 0
|  |  | 127 | Gobindpur | 1246800 | 0 | 0 | 0 | 13 | 2 | 11 | 2 | 2 | 0 | 0 | 0 | 0 | 3
|  |  |  | Sub - Total |  | 0 | 0 | 0 | 13 | 2 | 11 | 2 | 2 | 0 | 0 | 0 | 0 | 3
[6 empty] | 0 | 8: 0; 9: 0; 11: 0; 12: 0; 14: 0
|  |  | 128 | Piprasol Mandir Tola | 1246900 | 0 | 0 | 0 | 4 | 1 | 3 | 1 | 1 | 0 | 0 | 0 | 0 | 2
|  |  |  | Rana Tola |  | 0 | 0 | 0 | 2 | 2 | 0 | 2 | 2 | 0 | 0 | 0 | 0 | 3
|  |  |  | Sub - Total |  | 0 | 0 | 0 | 6 | 3 | 3 | 3 | 3 | 0 | 0 | 0 | 0 | 5
[6 empty] | 0 | 8: 0; 9: 0; 11: 0; 12: 0; 14: 0
|  |  | 129 | Barmasiya | 1247000 | 0 | 0 | 0 | 13 | 5 | 8 | 5 | 5 | 0 | 0 | 0 | 0 | 0
|  |  |  | Sub - Total |  | 0 | 0 | 0 | 13 | 5 | 8 | 5 | 5 | 0 | 0 | 0 | 0 | 0
[6 empty] | 0 | 8: 0; 9: 0; 11: 0; 12: 0; 14: 0
|  |  | 130 | Rakhjor Upar Tola | 1247300 | 0 | 0 | 0 | 0 | 0 | 0 | 0 | 0 | 0 | 0 | 0 | 0 | 0
|  |  |  | Heth Tola |  | 1 | 0 | 1 | 18 | 0 | 18 | 13 | 0 | 13 | 0 | 0 | 0 | 0
|  |  |  | Sub - Total |  | 1 | 0 | 1 | 18 | 0 | 18 | 13 | 0 | 13 | 0 | 0 | 0 | 0
[6 empty] | 0 | 8: 0; 9: 0; 11: 0; 12: 0; 14: 0
|  |  | 131 | Siridangal | 1247900 | 0 | 0 | 0 | 30 | 8 | 22 | 8 | 8 | 0 | 1 | 0 | 0 | 3
|  |  |  | Sub - Total |  | 0 | 0 | 0 | 30 | 8 | 22 | 8 | 8 | 0 | 1 | 0 | 0 | 3
[6 empty] | 0 | 8: 0; 9: 0; 11: 0; 12: 0; 14: 0
|  |  | 132 | Lokpur | 1248000 | 0 | 0 | 0 | 21 | 6 | 15 | 6 | 6 | 0 | 0 | 0 | 0 | 0
|  |  |  | Sub - Total |  | 0 | 0 | 0 | 21 | 6 | 15 | 6 | 6 | 0 | 0 | 0 | 0 | 0
[6 empty] | 0 | 8: 0; 9: 0; 11: 0; 12: 0; 14: 0
|  |  | 133 | Simla Bar Dangal Tola | 1248100 | 0 | 0 | 0 | 55 | 0 | 55 | 0 | 0 | 0 | 0 | 0 | 0 | 0
|  |  |  | Harijan Tola |  | 1 | 0 | 1 | 10 | 0 | 10 | 0 | 0 | 0 | 0 | 0 | 0 | 0
|  |  |  | Bhumar Tola |  | 1 | 0 | 1 | 47 | 0 | 47 | 0 | 0 | 0 | 0 | 0 | 0 | 0
|  |  |  | Santhal Tola |  | 0 | 0 | 0 | 25 | 6 | 19 | 6 | 6 | 0 | 0 | 0 | 0 | 0
|  |  |  | Sub - Total |  | 2 | 0 | 2 | 137 | 6 | 131 | 6 | 6 | 0 | 0 | 0 | 0 | 0
[6 empty] | 0 | 8: 0; 9: 0; 11: 0; 12: 0; 14: 0
|  |  | 134 | Dhawabad | 1248300 | 0 | 0 | 0 | 24 | 4 | 20 | 4 | 4 | 0 | 0 | 0 | 0 | 1
|  |  |  | Sub - Total |  | 0 | 0 | 0 | 24 | 4 | 20 | 4 | 4 | 0 | 0 | 0 | 0 | 1
[6 empty] | 0 | 8: 0; 9: 0; 11: 0; 12: 0; 14: 0
|  |  | 135 | Ghordaur | 1248700 | 0 | 0 | 0 | 0 | 0 | 0 | 0 | 0 | 0 | 0 | 0 | 0 | 1
|  |  |  | Yadav Tola | 0 | 0 | 0 | 0 | 0 | 0 | 0 | 0 | 0 | 0 | 0 | 0 | 0 | 0
|  |  |  | Rajnath Tola | 0 | 0 | 0 | 0 | 0 | 0 | 0 | 0 | 0 | 0 | 0 | 0 | 0 | 0
|  |  |  | Mahto Tola | 0 | 0 | 0 | 0 | 0 | 0 | 0 | 0 | 0 | 0 | 0 | 0 | 0 | 0
|  |  |  | Sub - Total |  | 0 | 0 | 0 | 0 | 0 | 0 | 0 | 0 | 0 | 0 | 0 | 0 | 1
[6 empty] | 0 | 8: 0; 9: 0; 11: 0; 12: 0; 14: 0
|  |  | 136 | Baram Soli | 1249000 | 0 | 0 | 0 | 77 | 4 | 73 | 4 | 4 | 0 | 0 | 0 | 0 | 0
|  |  |  | Sub - Total |  | 0 | 0 | 0 | 77 | 4 | 73 | 4 | 4 | 0 | 0 | 0 | 0 | 0
[6 empty] | 0 | 8: 0; 9: 0; 11: 0; 12: 0; 14: 0
|  |  | 137 | Birmati | 1249100 | 0 | 0 | 0 | 29 | 1 | 28 | 1 | 1 | 0 | 0 | 0 | 0 | 0
|  |  |  | Sub - Total |  | 0 | 0 | 0 | 29 | 1 | 28 | 1 | 1 | 0 | 0 | 0 | 0 | 0
[6 empty] | 0 | 8: 0; 9: 0; 11: 0; 12: 0; 14: 0
|  |  | 138 | Tharhi | 1249200 | 0 | 0 | 0 | 16 | 0 | 16 | 0 | 0 | 0 | 0 | 0 | 1 | 0
|  |  |  | Devagal Tola |  | 0 | 0 | 0 | 30 | 2 | 28 | 2 | 2 | 0 | 0 | 0 | 0 | 0
|  |  |  | Rangania Tola |  | 1 | 1 | 0 | 59 | 59 | 0 | 9 | 9 | 0 | 0 | 0 | 0 | 0
|  |  |  | Sub - Total |  | 1 | 1 | 0 | 105 | 61 | 44 | 11 | 11 | 0 | 0 | 0 | 1 | 0
[6 empty] | 0 | 8: 0; 9: 0; 11: 0; 12: 0; 14: 0
|  |  | 139 | Chikaniya | 1249300 | 0 | 0 | 0 | 41 | 6 | 35 | 6 | 6 | 0 | 0 | 0 | 0 | 0
|  |  |  | Sub - Total |  | 0 | 0 | 0 | 41 | 6 | 35 | 6 | 6 | 0 | 0 | 0 | 0 | 0
[6 empty] | 0 | 8: 0; 9: 0; 11: 0; 12: 0; 14: 0
|  |  | 140 | Dhamna | 1249400 | 0 | 0 | 0 | 75 | 7 | 68 | 7 | 7 | 0 | 0 | 0 | 0 | 0
|  |  |  | Sub - Total |  | 0 | 0 | 0 | 75 | 7 | 68 | 7 | 7 | 0 | 0 | 0 | 0 | 0
[6 empty] | 0 | 8: 0; 9: 0; 11: 0; 12: 0; 14: 0
|  |  | 141 | Dudhichua | 1249500 | 0 | 0 | 0 | 0 | 0 | 0 | 0 | 0 | 0 | 0 | 0 | 0 | 0
|  |  |  | Sub - Total |  | 0 | 0 | 0 | 0 | 0 | 0 | 0 | 0 | 0 | 0 | 0 | 0 | 0
[6 empty] | 0 | 8: 0; 9: 0; 11: 0; 12: 0; 14: 0
|  |  | 142 | Barmariya | 1249600 | 0 | 0 | 0 | 0 | 0 | 0 | 0 | 0 | 0 | 0 | 0 | 0 | 0
|  |  |  | Sub - Total |  | 0 | 0 | 0 | 0 | 0 | 0 | 0 | 0 | 0 | 0 | 0 | 0 | 0
[6 empty] | 0 | 8: 0; 9: 0; 11: 0; 12: 0; 14: 0
|  |  | 143 | Damgara | 1249700 | 0 | 0 | 0 | 0 | 0 | 0 | 0 | 0 | 0 | 0 | 0 | 0 | 0
|  |  |  | Jamuniatanr |  | 0 | 0 | 0 | 0 | 0 | 0 | 0 | 0 | 0 | 0 | 0 | 0 | 0
|  |  |  | Sub - Total |  | 0 | 0 | 0 | 0 | 0 | 0 | 0 | 0 | 0 | 0 | 0 | 0 | 0
[6 empty] | 0 | 8: 0; 9: 0; 11: 0; 12: 0; 14: 0
|  |  | 144 | Saharjori | 1249800 | 0 | 0 | 0 | 41 | 0 | 41 | 0 | 0 | 0 | 0 | 0 | 0 | 1
|  |  |  | Sub - Total |  | 0 | 0 | 0 | 41 | 0 | 41 | 0 | 0 | 0 | 0 | 0 | 0 | 1
[6 empty] | 0 | 8: 0; 9: 0; 11: 0; 12: 0; 14: 0
|  |  | 145 | Parbaldangal | 1249900 | 0 | 0 | 0 | 39 | 4 | 35 | 4 | 4 | 0 | 0 | 0 | 0 | 0
|  |  |  | Sub - Total |  | 0 | 0 | 0 | 39 | 4 | 35 | 4 | 4 | 0 | 0 | 0 | 0 | 0
[6 empty] | 0 | 8: 0; 9: 0; 11: 0; 12: 0; 14: 0
|  |  | 146 | Pithalapur Rawani Tola | 1250300 | 0 | 0 | 0 | 19 | 8 | 11 | 8 | 8 | 0 | 0 | 0 | 0 | 0
|  |  |  | Yadav Tola |  | 0 | 0 | 0 | 10 | 5 | 5 | 5 | 5 | 0 | 0 | 0 | 0 | 0
|  |  |  | Sub - Total |  | 0 | 0 | 0 | 29 | 13 | 16 | 13 | 13 | 0 | 0 | 0 | 0 | 0
[6 empty] | 0 | 8: 0; 9: 0; 11: 0; 12: 0; 14: 0
|  |  | 147 | Danarbad | 1251100 | 0 | 0 | 0 | 0 | 0 | 0 | 0 | 0 | 0 | 0 | 0 | 0 | 0
|  |  |  | Sub - Total |  | 0 | 0 | 0 | 0 | 0 | 0 | 0 | 0 | 0 | 0 | 0 | 0 | 0
[6 empty] | 0 | 8: 0; 9: 0; 11: 0; 12: 0; 14: 0
|  |  | 148 | Amdiha | 1252000 | 0 | 0 | 0 | 43 | 7 | 36 | 7 | 7 | 0 | 0 | 0 | 0 | 0
|  |  |  | Sub - Total |  | 0 | 0 | 0 | 43 | 7 | 36 | 7 | 7 | 0 | 0 | 0 | 0 | 0
[6 empty] | 0 | 8: 0; 9: 0; 11: 0; 12: 0; 14: 0
|  |  | 149 | Phudnisare Upper Tola | 1252100 | 1 | 1 | 0 | 35 | 35 | 0 | 7 | 7 | 0 | 1 | 1 | 0 | 0
|  |  |  | Heth Tola |  | 0 | 0 | 0 | 7 | 2 | 5 | 2 | 2 | 0 | 0 | 0 | 0 | 0
|  |  |  | Sub - Total |  | 1 | 1 | 0 | 42 | 37 | 5 | 9 | 9 | 0 | 1 | 1 | 0 | 0
[6 empty] | 0 | 8: 0; 9: 0; 11: 0; 12: 0; 14: 0
|  |  | 150 | Dumdumi Lohra Bera Tola | 1252400 | 0 | 0 | 0 | 14 | 0 | 14 | 0 | 0 | 0 | 0 | 0 | 0 | 0
|  |  |  | Godhratanr Tola |  | 1 | 0 | 1 | 21 | 0 | 21 | 9 | 0 | 9 | 0 | 0 | 0 | 0
|  |  |  | Upar Tola |  | 0 | 0 | 0 | 51 | 8 | 43 | 8 | 8 | 0 | 0 | 0 | 0 | 0
|  |  |  | Neech Tola |  | 0 | 0 | 0 | 17 | 8 | 9 | 8 | 8 | 0 | 0 | 0 | 0 | 0
|  |  |  | Sub - Total |  | 1 | 0 | 1 | 103 | 16 | 87 | 25 | 16 | 9 | 0 | 0 | 0 | 0
[6 empty] | 0 | 8: 0; 9: 0; 11: 0; 12: 0; 14: 0
|  |  | 151 | Baghakanali | 1252600 | 0 | 0 | 0 | 1 | 0 | 1 | 0 | 0 | 0 | 0 | 0 | 0 | 0
|  |  |  | Sub - Total |  | 0 | 0 | 0 | 1 | 0 | 1 | 0 | 0 | 0 | 0 | 0 | 0 | 0
[6 empty] | 0 | 8: 0; 9: 0; 11: 0; 12: 0; 14: 0
|  |  | 152 | Pipra Sol Mandir Tola | 1253500 | 0 | 0 | 0 | 0 | 0 | 0 | 0 | 0 | 0 | 0 | 0 | 0 | 0
|  |  |  | Lohra/Ramani Tola | 0 | 1 | 0 | 1 | 47 | 0 | 47 | 4 | 0 | 4 | 0 | 0 | 0 | 0
|  |  |  | Upar Tola | 0 | 1 | 0 | 1 | 27 | 0 | 27 | 1 | 0 | 1 | 0 | 0 | 0 | 0
|  |  |  | Sub - Total |  | 2 | 0 | 2 | 74 | 0 | 74 | 5 | 0 | 5 | 0 | 0 | 0 | 0
[6 empty] | 0 | 8: 0; 9: 0; 11: 0; 12: 0; 14: 0
|  |  | 153 | Asanbani | 1253700 | 0 | 0 | 0 | 60 | 0 | 60 | 0 | 0 | 0 | 0 | 0 | 0 | 0
|  |  |  | Bishmadih |  | 1 | 1 | 0 | 54 | 54 | 0 | 7 | 7 | 0 | 0 | 0 | 0 | 1
|  |  |  | Kumhaar Toli |  | 1 | 0 | 1 | 35 | 0 | 35 | 2 | 0 | 2 | 0 | 0 | 0 | 0
|  |  |  | Mandal Tola |  | 0 | 0 | 0 | 22 | 0 | 22 | 0 | 0 | 0 | 0 | 0 | 0 | 0
|  |  |  | Sub - Total |  | 2 | 1 | 1 | 171 | 54 | 117 | 9 | 7 | 2 | 0 | 0 | 0 | 1
[6 empty] | 0 | 8: 0; 9: 0; 11: 0; 12: 0; 14: 0
|  |  | 154 | Hariharmati | 1253900 | 0 | 0 | 0 | 14 | 0 | 14 | 0 | 0 | 0 | 0 | 0 | 0 | 0
|  |  |  | Sub - Total |  | 0 | 0 | 0 | 14 | 0 | 14 | 0 | 0 | 0 | 0 | 0 | 0 | 0
[6 empty] | 0 | 8: 0; 9: 0; 11: 0; 12: 0; 14: 0
|  |  | 155 | Sirsa | 1255100 | 0 | 0 | 0 | 38 | 8 | 30 | 8 | 8 | 0 | 0 | 0 | 0 | 0
|  |  |  | Sub - Total |  | 0 | 0 | 0 | 38 | 8 | 30 | 8 | 8 | 0 | 0 | 0 | 0 | 0
[6 empty] | 0 | 8: 0; 9: 0; 11: 0; 12: 0; 14: 0
|  |  | 156 | Chhinarjuriya Bhatna | 1255200 | 0 | 0 | 0 | 15 | 0 | 15 | 0 | 0 | 0 | 0 | 0 | 0 | 0
|  |  |  | Sub - Total |  | 0 | 0 | 0 | 15 | 0 | 15 | 0 | 0 | 0 | 0 | 0 | 0 | 0
|  |  | 157 | Noni | 1255300 | 0 | 0 | 0 | 24 | 18 | 6 | 18 | 18 | 0 | 0 | 0 | 0 | 0
|  |  |  | Sub - Total |  | 0 | 0 | 0 | 24 | 18 | 6 | 18 | 18 | 0 | 0 | 0 | 0 | 0
[6 empty] | 0 | 8: 0; 9: 0; 11: 0; 12: 0; 14: 0
|  |  | 158 | Ghosi | 1255500 | 0 | 0 | 0 | 7 | 0 | 7 | 0 | 0 | 0 | 0 | 0 | 0 | 0
|  |  |  | Sub - Total |  | 0 | 0 | 0 | 7 | 0 | 7 | 0 | 0 | 0 | 0 | 0 | 0 | 0
[6 empty] | 0 | 8: 0; 9: 0; 11: 0; 12: 0; 14: 0
|  |  | 159 | Tulsidabar | 1256200 | 0 | 0 | 0 | 0 | 0 | 0 | 0 | 0 | 0 | 0 | 0 | 0 | 0
|  |  |  | Sub - Total |  | 0 | 0 | 0 | 0 | 0 | 0 | 0 | 0 | 0 | 0 | 0 | 0 | 0
[6 empty] | 0 | 8: 0; 9: 0; 11: 0; 12: 0; 14: 0
|  |  | 160 | Bhawanipur | 1256300 | 0 | 0 | 0 | 0 | 0 | 0 | 0 | 0 | 0 | 0 | 0 | 0 | 0
|  |  |  | Sub - Total |  | 0 | 0 | 0 | 0 | 0 | 0 | 0 | 0 | 0 | 0 | 0 | 0 | 0
[6 empty] | 0 | 8: 0; 9: 0; 11: 0; 12: 0; 14: 0
|  |  | 161 | Chitra | 1256400 | 0 | 0 | 0 | 0 | 0 | 0 | 0 | 0 | 0 | 0 | 0 | 0 | 0
|  |  |  | Bich Kolyari |  | 0 | 0 | 0 | 0 | 0 | 0 | 0 | 0 | 0 | 0 | 0 | 0 | 0
|  |  |  | Sub - Total |  | 0 | 0 | 0 | 0 | 0 | 0 | 0 | 0 | 0 | 0 | 0 | 0 | 0
[6 empty] | 0 | 8: 0; 9: 0; 11: 0; 12: 0; 14: 0
|  |  | 162 | Nawadih | 1256500 | 0 | 0 | 0 | 27 | 2 | 25 | 2 | 2 | 0 | 0 | 0 | 0 | 0
|  |  |  | Sub - Total |  | 0 | 0 | 0 | 27 | 2 | 25 | 2 | 2 | 0 | 0 | 0 | 0 | 0
[6 empty] | 0 | 8: 0; 9: 0; 11: 0; 12: 0; 14: 0
|  |  | 163 | Thengabad | 1256700 | 0 | 0 | 0 | 10 | 0 | 10 | 0 | 0 | 0 | 1 | 0 | 0 | 0
|  |  |  | Sub - Total |  | 0 | 0 | 0 | 10 | 0 | 10 | 0 | 0 | 0 | 1 | 0 | 0 | 0
[6 empty] | 0 | 8: 0; 9: 0; 11: 0; 12: 0; 14: 0
|  |  | 164 | Ojhadih | 1227200 | 0 | 0 | 0 | 12 | 4 | 8 | 4 | 4 | 0 | 0 | 0 | 0 | 0
|  |  |  | Sub - Total |  | 0 | 0 | 0 | 12 | 4 | 8 | 4 | 4 | 0 | 0 | 0 | 0 | 0
[6 empty] | 0 | 8: 0; 9: 0; 11: 0; 12: 0; 14: 0
|  |  | 165 | Taljhari | 1233000 | 0 | 0 | 0 | 50 | 0 | 50 | 0 | 0 | 0 | 0 | 0 | 0 | 0
|  |  |  | Sub - Total |  | 0 | 0 | 0 | 50 | 0 | 50 | 0 | 0 | 0 | 0 | 0 | 0 | 0
[6 empty] | 0 | 8: 0; 9: 0; 11: 0; 12: 0; 14: 0
|  |  | 166 | Barbad | 1248400 | 1 | 1 | 0 | 106 | 106 | 0 | 10 | 10 | 0 | 1 | 0 | 0 | 1
|  |  |  | Bangali Tola |  | 0 | 0 | 0 | 30 | 1 | 29 | 1 | 1 | 0 | 0 | 0 | 0 | 0
|  |  |  | Sub - Total |  | 1 | 1 | 0 | 136 | 107 | 29 | 11 | 11 | 0 | 1 | 0 | 0 | 1
[6 empty] | 0 | 8: 0; 9: 0; 11: 0; 12: 0; 14: 0
|  |  | 167 | Misardih | 1239300 | 0 | 0 | 0 | 14 | 1 | 13 | 1 | 1 | 0 | 0 | 0 | 0 | 0
|  |  |  | Sub - Total |  | 0 | 0 | 0 | 14 | 1 | 13 | 1 | 1 | 0 | 0 | 0 | 0 | 0
[6 empty] | 0 | 8: 0; 9: 0; 11: 0; 12: 0; 14: 0
|  |  | 168 | Barmasia | 1239800 | 0 | 0 | 0 | 19 | 15 | 4 | 15 | 15 | 0 | 0 | 0 | 0 | 0
|  |  |  | Sub - Total |  | 0 | 0 | 0 | 19 | 15 | 4 | 15 | 15 | 0 | 0 | 0 | 0 | 0
[6 empty] | 0 | 8: 0; 9: 0; 11: 0; 12: 0; 14: 0
|  |  | 169 | Panrua | 1250800 | 0 | 0 | 0 | 64 | 12 | 52 | 12 | 12 | 0 | 0 | 0 | 0 | 0
|  |  |  | Sub - Total |  | 0 | 0 | 0 | 64 | 12 | 52 | 12 | 12 | 0 | 0 | 0 | 0 | 0
|  |  |  | BLOCK TOTAL |  | 29 | 12 | 17 | 4765 | 1838 | 2927 | 1460 | 1350 | 110 | 14 | 4 | 1 | 87
8 | Palajori | 8 | 1 | Kachuasoli | 1257800 | 0 | 0 | 0 | 70 | 15 | 55 | 15 | 15 | 0 | 1 | 1 | 0 | 5
|  |  |  | Sub - Total |  | 0 | 0 | 0 | 70 | 15 | 55 | 15 | 15 | 0 | 1 | 1 | 0 | 5
|  |  | 2 | Uparbandhi | 1258000 | 0 | 0 | 0 | 13 | 13 | 0 | 13 | 13 | 0 | 0 | 0 | 0 | 6
|  |  |  | Sub - Total |  | 0 | 0 | 0 | 13 | 13 | 0 | 13 | 13 | 0 | 0 | 0 | 0 | 6
|  |  | 3 | Ashana | 1258100 | 0 | 0 | 0 | 9 | 1 | 8 | 1 | 1 | 0 | 0 | 0 | 0 | 1
|  |  |  | Uttar Ashana |  | 1 | 0 | 1 | 10 | 0 | 0 | 0 | 0 | 0 | 0 | 0 | 0 | 1
|  |  |  | Sub - Total |  | 1 | 0 | 1 | 19 | 1 | 8 | 1 | 1 | 0 | 0 | 0 | 0 | 2
|  |  | 4 | Nawadih Chaudhari | 1259700 | 0 | 0 | 0 | 6 | 4 | 2 | 4 | 4 | 0 | 0 | 0 | 0 | 3
|  |  |  | Upper Tola |  | 0 | 0 | 0 | 6 | 1 | 5 | 1 | 1 | 0 | 0 | 0 | 0 | 3
|  |  |  | Niche Tola |  | 1 | 0 | 1 | 2 | 0 | 0 | 0 | 0 | 0 | 1 | 0 | 1 | 2
|  |  |  | Sub - Total |  | 1 | 0 | 1 | 14 | 5 | 7 | 5 | 5 | 0 | 1 | 0 | 1 | 8
|  |  | 5 | Basgutia | 1262900 | 1 | 1 | 0 | 31 | 31 | 0 | 7 | 7 | 0 | 0 | 0 | 0 | 1
|  |  |  | Upper Tola |  | 0 | 0 | 0 | 30 | 0 | 19 | 11 | 0 | 11 | 0 | 1 | 0 | 1
|  |  |  | Neche Tola |  | 0 | 0 | 0 | 24 | 6 | 24 | 6 | 6 | 0 | 0 | 0 | 0 | 1
|  |  |  | Suri Tola |  | 0 | 0 | 0 | 23 | 2 | 21 | 2 | 2 | 0 | 0 | 0 | 0 | 0
|  |  |  | Santhal Tola |  | 0 | 0 | 0 | 36 | 5 | 31 | 5 | 5 | 0 | 0 | 0 | 0 | 1
|  |  |  | Pahari Tola |  | 1 | 0 | 1 | 36 | 0 | 36 | 6 | 0 | 6 | 0 | 0 | 0 | 0
|  |  |  | Bich Tola |  | 0 | 0 | 0 | 29 | 29 | 24 | 5 | 5 | 0 | 1 | 0 | 0 | 0
|  |  |  | Sub - Total |  | 2 | 1 | 1 | 209 | 73 | 155 | 42 | 25 | 17 | 1 | 1 | 0 | 4
|  |  | 6 | Katrasal | 1266200 | 0 | 0 | 0 | 27 | 0 | 27 | 0 | 0 | 0 | 0 | 0 | 0 | 0
|  |  |  | Harijan Tola |  | 0 | 0 | 0 | 10 | 2 | 8 | 2 | 2 | 0 | 0 | 0 | 0 | 0
|  |  |  | Upper Tola |  | 0 | 0 | 0 | 20 | 3 | 17 | 3 | 3 | 0 | 0 | 0 | 0 | 0
|  |  |  | Yadav Tola |  | 0 | 0 | 0 | 27 | 2 | 25 | 2 | 2 | 0 | 0 | 0 | 0 | 0
|  |  |  | Sub - Total |  | 0 | 0 | 0 | 84 | 7 | 77 | 7 | 7 | 0 | 0 | 0 | 0 | 0
|  |  | 7 | Dasiodih | 1266400 | 0 | 0 | 0 | 49 | 7 | 42 | 7 | 7 | 0 | 0 | 0 | 0 | 1
|  |  |  | Paharia Tola |  | 1 | 0 | 1 | 32 | 0 | 32 | 22 | 0 | 22 | 0 | 0 | 0 | 2
|  |  |  | Sub - Total |  | 1 | 0 | 1 | 81 | 7 | 74 | 29 | 7 | 22 | 0 | 0 | 0 | 3
|  |  | 8 | Bedia | 1266800 | 0 | 0 | 0 | 5 | 1 | 4 | 1 | 1 | 0 | 0 | 0 | 0 | 1
|  |  |  | Bengali Tola |  | 0 | 0 | 0 | 7 | 0 | 7 | 0 | 0 | 0 | 0 | 0 | 0 | 0
|  |  |  | Harijan Tola |  | 1 | 0 | 1 | 27 | 0 | 27 | 2 | 0 | 2 | 0 | 0 | 0 | 1
|  |  |  | Santhal Tola |  | 1 | 0 | 1 | 49 | 0 | 49 | 28 | 0 | 28 | 1 | 0 | 0 | 1
|  |  |  | Neche Tola |  | 0 | 0 | 0 | 3 | 0 | 3 | 1 | 0 | 1 | 0 | 1 | 0 | 0
|  |  |  | Sub - Total |  | 2 | 0 | 2 | 91 | 1 | 90 | 32 | 1 | 31 | 1 | 1 | 0 | 3
|  |  | 9 | Palojori | 1267400 | 0 | 0 | 0 | 92 | 23 | 69 | 23 | 23 | 0 | 0 | 0 | 0 | 120
|  |  |  | Harijan Tola |  | 1 | 0 | 1 | 51 | 0 | 51 | 20 | 0 | 20 | 0 | 0 | 0 | 6
|  |  |  | Goverpara & Kumharpara |  | 1 | 1 | 0 | 36 | 36 | 0 | 11 | 11 | 0 | 0 | 1 | 0 | 3
|  |  |  | Amrapara |  | 1 | 1 | 0 | 30 | 30 | 0 | 19 | 19 | 0 | 1 | 0 | 0 | 1
|  |  |  | Bathedengal |  | 1 | 1 | 0 | 51 | 51 | 0 | 15 | 15 | 0 | 0 | 0 | 0 | 5
|  |  |  | Sub - Total |  | 4 | 3 | 1 | 260 | 140 | 120 | 88 | 68 | 20 | 1 | 1 | 0 | 135
|  |  | 10 | Jamua | 1267500 | 0 | 0 | 0 | 32 | 8 | 24 | 8 | 8 | 0 | 0 | 0 | 0 | 0
|  |  |  | Santhal Tola |  | 1 | 0 | 1 | 54 | 0 | 54 | 10 | 0 | 10 | 0 | 0 | 0 | 0
|  |  |  | Kumhar Tola |  | 0 | 0 | 0 | 22 | 0 | 22 | 0 | 0 | 0 | 0 | 0 | 0 | 0
|  |  |  | Sub - Total |  | 1 | 0 | 1 | 108 | 8 | 100 | 18 | 8 | 10 | 0 | 0 | 0 | 0
|  |  | 11 | Bandhdih | 1267900 | 0 | 0 | 0 | 42 | 8 | 34 | 8 | 8 | 0 | 0 | 0 | 0 | 0
|  |  |  | Harijan Tola |  | 0 | 0 | 0 | 1 | 0 | 1 | 0 | 0 | 0 | 0 | 0 | 0 | 0
|  |  |  | Miyan Tola |  | 0 | 0 | 0 | 16 | 0 | 16 | 0 | 0 | 0 | 0 | 0 | 0 | 0
|  |  |  | Bandhdih West |  | 0 | 0 | 0 | 55 | 22 | 33 | 22 | 22 | 0 | 0 | 0 | 0 | 0
|  |  |  | Upper Tola |  | 0 | 0 | 0 | 8 | 7 | 1 | 8 | 7 | 1 | 0 | 0 | 0 | 0
|  |  |  | Neche Tola |  | 0 | 0 | 0 | 11 | 1 | 10 | 1 | 1 | 0 | 0 | 0 | 0 | 0
|  |  |  | Dome Tola |  | 1 | 0 | 1 | 36 | 36 | 0 | 6 | 6 | 0 | 0 | 0 | 0 | 0
|  |  |  | Sub - Total |  | 1 | 0 | 1 | 169 | 74 | 95 | 45 | 44 | 1 | 0 | 0 | 0 | 0
|  |  | 12 | Thengadih | 1268000 | 0 | 0 | 0 | 202 | 10 | 192 | 10 | 10 | 0 | 1 | 0 | 0 | 3
|  |  |  | Sub - Total |  | 0 | 0 | 0 | 202 | 10 | 192 | 10 | 10 | 0 | 1 | 0 | 0 | 3
|  |  | 13 | Nawadih | 1268100 | 0 | 0 | 0 | 51 | 0 | 51 | 0 | 0 | 0 | 0 | 0 | 0 | 0
|  |  |  | Adivasi Tola |  | 0 | 0 | 0 | 14 | 2 | 12 | 2 | 2 | 0 | 0 | 0 | 0 | 0
|  |  |  | Harijan Tola |  | 0 | 0 | 0 | 28 | 2 | 26 | 2 | 2 | 0 | 0 | 0 | 0 | 0
|  |  |  | Nawadih Tola |  | 0 | 0 | 0 | 30 | 5 | 25 | 5 | 5 | 0 | 0 | 0 | 0 | 0
|  |  |  | Sub - Total |  | 0 | 0 | 0 | 123 | 9 | 114 | 9 | 9 | 0 | 0 | 0 | 0 | 0
|  |  | 14 | Kumgarha | 1268300 | 0 | 0 | 0 | 24 | 9 | 15 | 9 | 9 | 0 | 0 | 0 | 0 | 0
|  |  |  | Miyan Tola |  | 0 | 0 | 0 | 25 | 5 | 20 | 5 | 5 | 0 | 1 | 0 | 0 | 1
|  |  |  | Upper Tola |  | 0 | 0 | 0 | 40 | 4 | 36 | 4 | 4 | 0 | 0 | 0 | 0 | 1
|  |  |  | Neche Tola |  | 0 | 0 | 0 | 32 | 8 | 24 | 8 | 8 | 0 | 0 | 0 | 0 | 1
|  |  |  | Sub - Total |  | 0 | 0 | 0 | 121 | 26 | 95 | 26 | 26 | 0 | 1 | 0 | 0 | 3
|  |  | 15 | Bhadarpur | 1268900 | 0 | 0 | 0 | 9 | 5 | 4 | 1 | 1 | 0 | 0 | 0 | 0 | 1
|  |  |  | Sub - Total |  | 0 | 0 | 0 | 9 | 5 | 4 | 1 | 1 | 0 | 0 | 0 | 0 | 1
|  |  | 16 | Matriya | 1269400 | 0 | 0 | 0 | 38 | 5 | 33 | 5 | 5 | 0 | 0 | 0 | 0 | 3
|  |  |  | East Tola |  | 0 | 0 | 0 | 22 | 11 | 11 | 11 | 11 | 0 | 0 | 0 | 0 | 0
|  |  |  | West Tola |  | 0 | 0 | 0 | 70 | 23 | 47 | 23 | 23 | 0 | 1 | 0 | 0 | 0
|  |  |  | Road side Tola |  | 0 | 0 | 0 | 16 | 4 | 12 | 4 | 4 | 0 | 0 | 0 | 0 | 0
|  |  |  | Sub - Total |  | 0 | 0 | 0 | 146 | 43 | 103 | 43 | 43 | 0 | 1 | 0 | 0 | 3
|  |  | 17 | Asna | 1272700 | 0 | 0 | 0 | 57 | 25 | 32 | 25 | 25 | 0 | 0 | 0 | 0 | 1
|  |  |  | Muslim Tola |  | 1 | 0 | 1 | 15 | 0 | 15 | 3 | 0 | 3 | 0 | 0 | 0 | 0
|  |  |  | Kol Tola |  | 1 | 0 | 1 | 9 | 0 | 9 | 2 | 0 | 2 | 0 | 0 | 0 | 0
|  |  |  | Singh Tola |  | 1 | 0 | 1 | 34 | 0 | 34 | 1 | 0 | 1 | 0 | 0 | 0 | 1
|  |  |  | Yadav Tola |  | 1 | 0 | 1 | 5 | 0 | 5 | 0 | 0 | 0 | 0 | 0 | 0 | 0
|  |  |  | Adivasi Tola |  | 1 | 0 | 1 | 33 | 0 | 33 | 12 | 0 | 12 | 0 | 0 | 0 | 0
|  |  |  | Sub - Total |  | 5 | 0 | 5 | 153 | 25 | 128 | 43 | 25 | 18 | 0 | 0 | 0 | 2
|  |  | 18 | Angbali | 1272800 | 0 | 0 | 0 | 11 | 0 | 11 | 0 | 0 | 0 | 0 | 0 | 0 | 0
|  |  |  | Muslim Tola |  | 0 | 0 | 0 | 19 | 3 | 16 | 3 | 3 | 0 | 0 | 0 | 0 | 0
|  |  |  | Goswami Tola |  | 0 | 0 | 0 | 44 | 14 | 30 | 14 | 14 | 0 | 0 | 0 | 0 | 0
|  |  |  | Harijan Tola |  | 0 | 0 | 0 | 22 | 3 | 19 | 3 | 3 | 0 | 0 | 0 | 0 | 0
|  |  |  | Sub - Total |  | 0 | 0 | 0 | 96 | 20 | 76 | 20 | 20 | 0 | 0 | 0 | 0 | 0
|  |  | 19 | Dhawa | 1273000 | 0 | 0 | 0 | 17 | 10 | 7 | 10 | 10 | 0 | 0 | 1 | 0 | 1
|  |  |  | Muslim Tola |  | 0 | 0 | 0 | 8 | 3 | 5 | 3 | 3 | 0 | 0 | 0 | 0 | 1
|  |  |  | Yadav Tola |  | 0 | 0 | 0 | 12 | 2 | 10 | 2 | 2 | 0 | 1 | 0 | 0 | 0
|  |  |  | Charka |  | 0 | 0 | 0 | 2 | 2 | 0 | 2 | 2 | 0 | 0 | 0 | 0 | 0
|  |  |  | Rajwar Tola |  | 0 | 0 | 0 | 16 | 8 | 8 | 8 | 8 | 0 | 1 | 0 | 0 | 2
|  |  |  | Bhumihar Tola |  | 0 | 0 | 0 | 10 | 4 | 6 | 4 | 4 | 0 | 0 | 0 | 0 | 1
|  |  |  | Santhal Tola |  | 1 | 0 | 1 | 5 | 0 | 5 | 0 | 0 | 0 | 0 | 0 | 0 | 0
|  |  |  | Sub - Total |  | 1 | 0 | 1 | 70 | 29 | 41 | 29 | 29 | 0 | 2 | 1 | 0 | 5
|  |  | 20 | Basna | 1273200 | 0 | 0 | 0 | 37 | 11 | 26 | 11 | 11 | 0 | 0 | 0 | 0 | 0
|  |  |  | Bhima East |  | 1 | 0 | 1 | 24 | 0 | 24 | 3 | 0 | 3 | 0 | 0 | 0 | 1
|  |  |  | Bhima West |  | 1 | 0 | 1 | 26 | 0 | 26 | 2 | 0 | 2 | 0 | 0 | 0 | 1
|  |  |  | Rajwar Tola |  | 0 | 0 | 0 | 21 | 3 | 21 | 3 | 3 | 0 | 1 | 0 | 0 | 4
|  |  |  | Tiwari Tola |  | 0 | 0 | 0 | 1 | 0 | 1 | 0 | 0 | 0 | 0 | 0 | 0 | 0
|  |  |  | Maridangal |  | 1 | 0 | 1 | 12 | 0 | 12 | 4 | 0 | 4 | 0 | 0 | 0 | 2
|  |  |  | Harijan Tola |  | 1 | 0 | 1 | 40 | 0 | 40 | 13 | 0 | 13 | 0 | 0 | 0 | 1
|  |  |  | Bhokta Tola |  | 1 | 0 | 1 | 40 | 0 | 40 | 6 | 0 | 6 | 0 | 0 | 0 | 1
|  |  |  | Sub - Total |  | 5 | 0 | 5 | 201 | 14 | 190 | 42 | 14 | 28 | 1 | 0 | 0 | 10
|  |  | 21 | Faram | 1273500 | 0 | 0 | 0 | 87 | 21 | 66 | 21 | 21 | 0 | 0 | 0 | 0 | 0
|  |  |  | Sub - Total |  | 0 | 0 | 0 | 87 | 21 | 66 | 21 | 21 | 0 | 0 | 0 | 0 | 0
|  |  | 22 | Bardaha | 1273700 | 0 | 0 | 0 | 11 | 1 | 10 | 1 | 1 | 0 | 0 | 0 | 0 | 0
|  |  |  | Rajwari |  | 0 | 0 | 0 | 53 | 21 | 32 | 21 | 21 | 0 | 0 | 0 | 0 | 1
|  |  |  | Santhal |  | 1 | 0 | 1 | 64 | 0 | 64 | 13 | 0 | 13 | 0 | 0 | 0 | 0
|  |  |  | Sub - Total |  | 1 | 0 | 1 | 128 | 22 | 106 | 35 | 22 | 13 | 0 | 0 | 0 | 1
|  |  | 23 | Raghuadih | 1274100 | 1 | 1 | 0 | 87 | 87 | 0 | 7 | 7 | 0 | 0 | 0 | 0 | 1
|  |  |  | Dhanuk Tola |  | 0 | 0 | 0 | 46 | 3 | 43 | 3 | 3 | 0 | 0 | 0 | 0 | 1
|  |  |  | Bengali Tola |  | 0 | 0 | 0 | 56 | 23 | 33 | 23 | 23 | 0 | 0 | 0 | 0 | 0
|  |  |  | Miyan Tola |  | 0 | 0 | 0 | 40 | 5 | 35 | 5 | 5 | 0 | 1 | 0 | 0 | 1
|  |  |  | Mandal Tola |  | 1 | 0 | 1 | 14 | 0 | 14 | 2 | 0 | 2 | 0 | 0 | 0 | 1
|  |  |  | Mahto Tola |  | 1 | 0 | 1 | 18 | 0 | 18 | 3 | 0 | 3 | 0 | 0 | 0 | 0
|  |  |  | Bhuiyar Tola |  | 1 | 0 | 1 | 48 | 0 | 48 | 1 | 0 | 1 | 0 | 0 | 0 | 1
|  |  |  | Sub - Total |  | 4 | 1 | 3 | 309 | 118 | 191 | 44 | 38 | 6 | 1 | 0 | 0 | 5
|  |  | 24 | Sarsa | 1274400 | 0 | 0 | 0 | 58 | 36 | 22 | 36 | 36 | 0 | 1 | 0 | 0 | 5
|  |  |  | Bengali Tola |  | 0 | 0 | 0 | 34 | 26 | 8 | 26 | 26 | 0 | 0 | 0 | 0 | 0
|  |  |  | Barbri Tola |  | 1 | 0 | 1 | 40 | 0 | 40 | 17 | 0 | 17 | 0 | 0 | 0 | 0
|  |  |  | Das Tola |  | 1 | 0 | 1 | 29 | 0 | 29 | 12 | 0 | 12 | 0 | 0 | 0 | 0
|  |  |  | Sub - Total |  | 2 | 0 | 2 | 161 | 62 | 99 | 91 | 62 | 29 | 1 | 0 | 0 | 5
|  |  | 25 | Saldaha | 1274600 | 0 | 0 | 0 | 26 | 5 | 21 | 5 | 5 | 0 | 0 | 0 | 0 | 1
|  |  |  | Rana Tola |  | 1 | 0 | 1 | 18 | 7 | 11 | 7 | 0 | 7 | 0 | 0 | 0 | 1
|  |  |  | Sub - Total |  | 1 | 0 | 1 | 44 | 12 | 32 | 12 | 5 | 7 | 0 | 0 | 0 | 2
|  |  | 26 | Shekhpura | 1274700 | 0 | 0 | 0 | 24 | 20 | 4 | 20 | 20 | 0 | 0 | 0 | 0 | 0
|  |  |  | Sub - Total |  | 0 | 0 | 0 | 24 | 20 | 4 | 20 | 20 | 0 | 0 | 0 | 0 | 0
|  |  | 27 | Kusma | 1274800 | 0 | 0 | 0 | 16 | 8 | 8 | 8 | 8 | 0 | 0 | 0 | 0 | 0
|  |  |  | Rajwar Tola |  | 0 | 0 | 0 | 20 | 0 | 20 | 2 | 0 | 2 | 0 | 0 | 0 | 1
|  |  |  | Sub - Total |  | 0 | 0 | 0 | 36 | 8 | 28 | 10 | 8 | 2 | 0 | 0 | 0 | 1
|  |  | 28 | Khaga | 1275100 | 0 | 0 | 0 | 34 | 5 | 29 | 5 | 5 | 0 | 2 | 0 | 0 | 2
|  |  |  | Road side Tola |  | 0 | 0 | 0 | 21 | 0 | 21 | 0 | 0 | 0 | 0 | 0 | 0 | 0
|  |  |  | Suri Tola |  | 0 | 0 | 0 | 15 | 0 | 15 | 0 | 0 | 0 | 0 | 0 | 0 | 0
|  |  |  | Santhal Tola |  | 0 | 0 | 0 | 22 | 2 | 20 | 2 | 2 | 0 | 0 | 0 | 0 | 0
|  |  |  | Panjwar Tola |  | 0 | 0 | 0 | 25 | 0 | 25 | 0 | 0 | 0 | 0 | 0 | 0 | 0
|  |  |  | Sub - Total |  | 0 | 0 | 0 | 117 | 7 | 110 | 7 | 7 | 0 | 2 | 0 | 0 | 2
|  |  | 29 | Sarkanda | 1275200 | 0 | 0 | 0 | 17 | 1 | 16 | 1 | 1 | 0 | 0 | 0 | 0 | 0
|  |  |  | Upper Tola |  | 0 | 0 | 0 | 5 | 0 | 5 | 0 | 0 | 0 | 0 | 0 | 0 | 2
|  |  |  | Bich Tola |  | 0 | 0 | 0 | 9 | 0 | 9 | 0 | 0 | 0 | 0 | 0 | 0 | 2
|  |  |  | Niche Tola |  | 1 | 0 | 1 | 3 | 0 | 3 | 0 | 0 | 0 | 0 | 0 | 0 | 0
|  |  |  | Sub - Total |  | 1 | 0 | 1 | 34 | 1 | 33 | 1 | 1 | 0 | 0 | 0 | 0 | 4
|  |  | 30 | Simlachak Urf Phitkoriya | 1275300 | 0 | 0 | 0 | 33 | 12 | 21 | 12 | 12 | 0 | 0 | 0 | 0 | 4
|  |  |  | Sub - Total |  | 0 | 0 | 0 | 33 | 12 | 21 | 12 | 12 | 0 | 0 | 0 | 0 | 4
|  |  | 31 | Simla | 1275400 | 0 | 0 | 0 | 21 | 4 | 17 | 4 | 4 | 0 | 0 | 0 | 0 | 0
|  |  |  | Tikoli Tola |  | 1 | 0 | 1 | 12 | 0 | 12 | 1 | 0 | 1 | 0 | 0 | 0 | 1
|  |  |  | Bich Tola |  | 1 | 0 | 1 | 14 | 0 | 14 | 8 | 0 | 8 | 0 | 0 | 0 | 0
|  |  |  | Damada |  | 1 | 0 | 1 | 38 | 0 | 38 | 15 | 0 | 15 | 0 | 0 | 0 | 2
|  |  |  | Sub - Total |  | 3 | 0 | 3 | 85 | 4 | 81 | 28 | 4 | 24 | 0 | 0 | 0 | 3
|  |  | 32 | Manpur | 1275500 | 0 | 0 | 0 | 4 | 2 | 2 | 2 | 2 | 0 | 0 | 0 | 0 | 2
|  |  |  | Ray Tola |  | 0 | 0 | 0 | 2 | 2 | 0 | 2 | 2 | 0 | 0 | 0 | 0 | 0
|  |  |  | Sub - Total |  | 0 | 0 | 0 | 6 | 4 | 2 | 4 | 4 | 0 | 0 | 0 | 0 | 2
|  |  | 33 | Kanke | 1275700 | 0 | 0 | 0 | 66 | 11 | 55 | 11 | 11 | 0 | 0 | 0 | 0 | 1
|  |  |  | Niche Tola |  | 1 | 0 | 1 | 4 | 0 | 4 | 0 | 0 | 0 | 0 | 0 | 0 | 2
|  |  |  | Santhal Tola |  | 1 | 1 | 0 | 27 | 6 | 21 | 6 | 6 | 0 | 0 | 0 | 0 | 0
|  |  |  | Ranendra Tola |  | 1 | 1 | 0 | 30 | 0 | 30 | 0 | 0 | 0 | 0 | 0 | 0 | 0
|  |  |  | Mahto Tola |  | 0 | 0 | 0 | 53 | 0 | 53 | 0 | 0 | 0 | 0 | 0 | 0 | 0
|  |  |  | Muslim Tola |  | 0 | 0 | 0 | 53 | 2 | 51 | 2 | 2 | 0 | 0 | 0 | 0 | 1
|  |  |  | Sub - Total |  | 3 | 2 | 1 | 233 | 19 | 214 | 19 | 19 | 0 | 0 | 0 | 0 | 4
|  |  | 34 | Parasbani | 1275600 | 0 | 0 | 0 | 16 | 1 | 15 | 1 | 1 | 0 | 0 | 0 | 0 | 0
|  |  |  | Kumhar Tola |  | 0 | 0 | 0 | 7 | 1 | 6 | 1 | 0 | 1 | 0 | 0 | 0 | 0
|  |  |  | Miyan Tola |  | 1 | 0 | 1 | 7 | 0 | 7 | 1 | 0 | 1 | 0 | 0 | 0 | 0
|  |  |  | Sub - Total |  | 1 | 0 | 1 | 30 | 2 | 28 | 3 | 1 | 2 | 0 | 0 | 0 | 0
|  |  | 35 | Simla gara | 1276300 | 0 | 0 | 0 | 41 | 2 | 39 | 2 | 2 | 0 | 0 | 0 | 0 | 0
|  |  |  | Mukhiya Para |  | 1 | 0 | 1 | 78 | 78 | 0 | 1 | 1 | 0 | 1 | 0 | 1 | 3
|  |  |  | Sidha Para |  | 1 | 0 | 1 | 45 | 0 | 45 | 0 | 0 | 0 | 0 | 0 | 0 | 0
|  |  |  | Kashipara |  | 1 | 0 | 1 | 25 | 0 | 25 | 5 | 0 | 5 | 0 | 0 | 0 | 0
|  |  |  | Kharbona Para |  | 1 | 0 | 1 | 27 | 0 | 27 | 4 | 0 | 4 | 0 | 0 | 0 | 0
|  |  |  | Santhal Tola |  | 1 | 0 | 1 | 18 | 0 | 18 | 0 | 0 | 0 | 0 | 0 | 0 | 0
|  |  |  | Shankar Para |  | 1 | 0 | 1 | 18 | 0 | 18 | 0 | 0 | 0 | 0 | 0 | 0 | 0
|  |  |  | Sub - Total |  | 6 | 0 | 6 | 252 | 80 | 172 | 12 | 3 | 9 | 1 | 0 | 1 | 3
|  |  | 36 | Tarabad | 1276500 | 0 | 0 | 0 | 0 | 0 | 0 | 0 | 0 | 0 | 0 | 0 | 0 | 1
|  |  |  | Mahto Tola |  | 0 | 0 | 0 | 0 | 0 | 0 | 0 | 0 | 0 | 0 | 0 | 0 | 1
|  |  |  | Bich Tola |  | 0 | 0 | 0 | 0 | 0 | 0 | 0 | 0 | 0 | 1 | 0 | 0 | 1
|  |  |  | Sub - Total |  | 0 | 0 | 0 | 0 | 0 | 0 | 0 | 0 | 0 | 1 | 0 | 0 | 3
|  |  | 37 | Mugabani | 1276600 | 0 | 0 | 0 | 0 | 0 | 0 | 0 | 0 | 0 | 0 | 0 | 0 | 0
|  |  |  | Mahto Tola |  | 0 | 0 | 0 | 0 | 0 | 0 | 0 | 0 | 0 | 0 | 0 | 0 | 0
|  |  |  | Santhal Tola |  | 0 | 0 | 0 | 0 | 0 | 0 | 0 | 0 | 0 | 0 | 0 | 0 | 1
|  |  |  | Sub - Total |  | 0 | 0 | 0 | 0 | 0 | 0 | 0 | 0 | 0 | 0 | 0 | 0 | 1
|  |  | 38 | Khan (Mahto Tola) | 1276700 | 0 | 0 | 0 | 0 | 0 | 0 | 0 | 0 | 0 | 1 | 0 | 0 | 2
|  |  |  | Sub - Total |  | 0 | 0 | 0 | 0 | 0 | 0 | 0 | 0 | 0 | 1 | 0 | 0 | 2
|  |  | 39 | Churi Kanali | 1276900 | 0 | 0 | 0 | 0 | 0 | 0 | 0 | 0 | 0 | 0 | 0 | 0 | 0
|  |  |  | Sub - Total |  | 0 | 0 | 0 | 0 | 0 | 0 | 0 | 0 | 0 | 0 | 0 | 0 | 0
|  |  | 40 | Jaridih | 1277200 | 0 | 0 | 0 | 0 | 0 | 0 | 0 | 0 | 0 | 0 | 0 | 0 | 1
|  |  |  | Sub - Total |  | 0 | 0 | 0 | 0 | 0 | 0 | 0 | 0 | 0 | 0 | 0 | 0 | 1
|  |  | 41 | Pokhriya | 1277300 | 0 | 0 | 0 | 18 | 2 | 16 | 2 | 2 | 0 | 1 | 0 | 0 | 1
|  |  |  | Mistri Tola |  | 1 | 0 | 1 | 34 | 0 | 34 | 0 | 0 | 0 | 0 | 0 | 0 | 0
|  |  |  | Niche Tola |  | 1 | 0 | 1 | 27 | 0 | 27 | 0 | 0 | 0 | 0 | 0 | 0 | 1
|  |  |  | Sub - Total |  | 2 | 0 | 2 | 79 | 2 | 77 | 2 | 2 | 0 | 1 | 0 | 0 | 2
|  |  | 42 | Barjori | 1277600 | 0 | 0 | 0 | 31 | 16 | 15 | 16 | 16 | 0 | 0 | 0 | 0 | 0
|  |  |  | Harijan Tola |  | 0 | 0 | 0 | 27 | 0 | 27 | 0 | 0 | 0 | 0 | 0 | 0 | 1
|  |  |  | Neche Tola |  | 0 | 0 | 0 | 45 | 0 | 45 | 0 | 0 | 0 | 0 | 0 | 0 | 0
|  |  |  | School Tola |  | 0 | 0 | 0 | 4 | 0 | 4 | 0 | 0 | 0 | 1 | 0 | 1 | 0
|  |  |  | Mandal Tola |  | 1 | 0 | 1 | 26 | 0 | 26 | 0 | 0 | 0 | 0 | 0 | 0 | 0
|  |  |  | Sub - Total |  | 1 | 0 | 1 | 133 | 16 | 117 | 16 | 16 | 0 | 1 | 0 | 1 | 1
|  |  | 43 | Mohalidih | 1277700 | 0 | 0 | 0 | 25 | 7 | 18 | 7 | 7 | 0 | 0 | 0 | 0 | 0
|  |  |  | Bich Tola |  | 1 | 0 | 1 | 12 | 0 | 12 | 3 | 0 | 3 | 0 | 0 | 0 | 0
|  |  |  | Niche Tola |  | 1 | 0 | 1 | 16 | 0 | 16 | 0 | 0 | 0 | 0 | 0 | 0 | 0
|  |  |  | Sub - Total |  | 2 | 0 | 2 | 53 | 7 | 46 | 10 | 7 | 3 | 0 | 0 | 0 | 0
|  |  | 44 | Paharudih | 1277800 | 0 | 0 | 0 | 0 | 0 | 0 | 0 | 0 | 0 | 0 | 0 | 0 | 3
|  |  |  | North |  | 0 | 0 | 0 | 1 | 0 | 1 | 0 | 0 | 0 | 0 | 0 | 0 | 0
|  |  |  | Paheria |  | 0 | 0 | 0 | 0 | 0 | 0 | 0 | 0 | 0 | 0 | 0 | 0 | 0
|  |  |  | Sub - Total |  | 0 | 0 | 0 | 1 | 0 | 1 | 0 | 0 | 0 | 0 | 0 | 0 | 3
|  |  | 45 | Upparbandha | 1277900 | 0 | 0 | 0 | 36 | 0 | 36 | 0 | 0 | 0 | 0 | 0 | 0 | 12
|  |  |  | Harijan Tola |  | 0 | 0 | 0 | 36 | 5 | 31 | 5 | 5 | 0 | 1 | 0 | 1 | 3
|  |  |  | Purab Tola |  | 0 | 0 | 0 | 21 | 6 | 15 | 6 | 6 | 0 | 0 | 0 | 0 | 0
|  |  |  | Sub - Total |  | 0 | 0 | 0 | 93 | 11 | 82 | 11 | 11 | 0 | 1 | 0 | 1 | 15
|  |  | 46 | Kenjoria | 1278100 | 0 | 0 | 0 | 6 | 0 | 6 | 0 | 0 | 0 | 0 | 0 | 0 | 1
|  |  |  | Upper Tola |  | 0 | 0 | 0 | 4 | 0 | 4 | 0 | 0 | 0 | 0 | 0 | 0 | 0
|  |  |  | Niche Tola |  | 0 | 0 | 0 | 10 | 0 | 10 | 0 | 0 | 0 | 0 | 0 | 0 | 0
|  |  |  | Sub - Total |  | 0 | 0 | 0 | 20 | 0 | 20 | 0 | 0 | 0 | 0 | 0 | 0 | 1
|  |  | 47 | Sagarbanga | 1278200 | 0 | 0 | 0 | 19 | 3 | 16 | 3 | 3 | 0 | 0 | 0 | 0 | 1
|  |  |  | Upper Tola |  | 0 | 0 | 0 | 9 | 0 | 9 | 0 | 0 | 0 | 1 | 0 | 0 | 1
|  |  |  | Niche Tola |  | 1 | 0 | 1 | 20 | 20 | 0 | 0 | 0 | 0 | 0 | 0 | 0 | 1
|  |  |  | Sub - Total |  | 1 | 0 | 1 | 48 | 23 | 25 | 3 | 3 | 0 | 1 | 0 | 0 | 3
|  |  | 48 | Chotuadangal | 1278600 | 0 | 0 | 0 | 35 | 12 | 23 | 12 | 12 | 0 | 0 | 0 | 0 | 2
|  |  |  | Bich Tola |  | 1 | 0 | 1 | 11 | 5 | 1 | 5 | 0 | 5 | 0 | 0 | 0 | 1
|  |  |  | Upper Tola |  | 0 | 0 | 0 | 3 | 0 | 3 | 0 | 0 | 0 | 0 | 0 | 0 | 0
|  |  |  | Sub - Total |  | 1 | 0 | 1 | 49 | 17 | 27 | 17 | 12 | 5 | 0 | 0 | 0 | 3
|  |  | 49 | Bisanpur | 1278800 | 0 | 0 | 0 | 12 | 7 | 5 | 7 | 7 | 0 | 0 | 0 | 0 | 2
|  |  |  | Harijan Tola |  | 0 | 0 | 0 | 6 | 2 | 4 | 2 | 2 | 0 | 0 | 0 | 0 | 0
|  |  |  | Sub - Total |  | 0 | 0 | 0 | 18 | 9 | 9 | 9 | 9 | 0 | 0 | 0 | 0 | 2
|  |  | 50 | Kalipur | 1278900 | 0 | 0 | 0 | 2 | 0 | 2 | 0 | 0 | 0 | 0 | 0 | 0 | 1
|  |  |  | Yadav Tola |  | 0 | 0 | 0 | 11 | 0 | 11 | 0 | 0 | 0 | 0 | 0 | 0 | 0
|  |  |  | Sub - Total |  | 0 | 0 | 0 | 13 | 0 | 13 | 0 | 0 | 0 | 0 | 0 | 0 | 1
|  |  | 51 | Jagdishpur | 1279000 | 0 | 0 | 0 | 0 | 0 | 0 | 0 | 0 | 0 | 0 | 0 | 0 | 0
|  |  |  | Sub - Total |  | 0 | 0 | 0 | 0 | 0 | 0 | 0 | 0 | 0 | 0 | 0 | 0 | 0
|  |  | 52 | Simla | 1279300 | 0 | 0 | 0 | 50 | 5 | 45 | 5 | 5 | 0 | 1 | 0 | 0 | 3
|  |  |  | Khet Dangal |  | 1 | 1 | 0 | 38 | 0 | 36 | 2 | 0 | 2 | 1 | 0 | 0 | 1
|  |  |  | Mohani Tola |  | 1 | 0 | 1 | 19 | 0 | 19 | 0 | 0 | 0 | 0 | 0 | 0 | 0
|  |  |  | Check Tola |  | 1 | 0 | 1 | 12 | 0 | 12 | 5 | 0 | 5 | 0 | 0 | 0 | 1
|  |  |  | Sub - Total |  | 3 | 1 | 2 | 119 | 5 | 112 | 12 | 5 | 7 | 2 | 0 | 0 | 5
|  |  | 53 | Mahtodih | 1279600 | 0 | 0 | 0 | 30 | 2 | 28 | 2 | 2 | 0 | 1 | 0 | 0 | 1
|  |  |  | Harijan Tola |  | 0 | 0 | 0 | 11 | 1 | 10 | 1 | 1 | 0 | 0 | 0 | 0 | 1
|  |  |  | Yadav Tola |  | 0 | 0 | 0 | 29 | 3 | 26 | 3 | 3 | 0 | 0 | 0 | 0 | 3
|  |  |  | Sub - Total |  | 0 | 0 | 0 | 70 | 6 | 64 | 6 | 6 | 0 | 1 | 0 | 0 | 5
|  |  | 54 | Hartopa | 1279900 | 0 | 0 | 0 | 28 | 0 | 28 | 0 | 0 | 0 | 0 | 0 | 0 | 0
|  |  |  | Kalimadir Tola |  | 0 | 0 | 0 | 7 | 1 | 6 | 1 | 1 | 0 | 0 | 0 | 0 | 2
|  |  |  | Mandal Tola |  | 0 | 0 | 0 | 5 | 0 | 5 | 0 | 0 | 0 | 0 | 0 | 0 | 1
|  |  |  | Sub - Total |  | 0 | 0 | 0 | 40 | 1 | 39 | 1 | 1 | 0 | 0 | 0 | 0 | 3
|  |  | 55 | Babupur | 1280000 | 0 | 0 | 0 | 9 | 1 | 8 | 1 | 1 | 0 | 0 | 0 | 0 | 2
|  |  |  | Chumalyara |  | 0 | 0 | 0 | 18 | 0 | 18 | 0 | 0 | 0 | 0 | 0 | 0 | 0
|  |  |  | Kol Tola |  | 0 | 0 | 0 | 12 | 2 | 10 | 2 | 2 | 0 | 1 | 1 | 0 | 0
|  |  |  | Santhal Tola |  | 0 | 0 | 0 | 9 | 0 | 9 | 0 | 0 | 0 | 0 | 0 | 0 | 0
|  |  |  | Sub - Total |  | 0 | 0 | 0 | 48 | 3 | 45 | 3 | 3 | 0 | 1 | 1 | 0 | 2
|  |  | 56 | Johardaha | 1280100 | 0 | 0 | 0 | 0 | 0 | 0 | 0 | 0 | 0 | 0 | 0 | 0 | 2
|  |  |  | Santhal Tola |  | 0 | 0 | 0 | 0 | 0 | 0 | 0 | 0 | 0 | 0 | 0 | 0 | 1
|  |  |  | Sub - Total |  | 0 | 0 | 0 | 0 | 0 | 0 | 0 | 0 | 0 | 0 | 0 | 0 | 3
|  |  | 57 | Kori Jamunia | 1280300 | 0 | 0 | 0 | 54 | 10 | 44 | 10 | 10 | 0 | 1 | 0 | 0 | 5
|  |  |  | Harijan Tola |  | 0 | 0 | 0 | 2 | 0 | 2 | 0 | 0 | 0 | 0 | 1 | 0 | 0
|  |  |  | Santhal Tola |  | 0 | 0 | 0 | 45 | 6 | 39 | 6 | 6 | 0 | 0 | 0 | 0 | 1
|  |  |  | Sub - Total |  | 0 | 0 | 0 | 101 | 16 | 85 | 16 | 16 | 0 | 1 | 1 | 0 | 6
|  |  | 58 | Kumardani | 1280500 | 0 | 0 | 0 | 41 | 14 | 27 | 14 | 14 | 0 | 1 | 0 | 0 | 2
|  |  |  | Chunkapara |  | 1 | 0 | 1 | 20 | 0 | 20 | 8 | 0 | 8 | 0 | 0 | 0 | 1
|  |  |  | Sub - Total |  | 1 | 0 | 1 | 61 | 14 | 47 | 22 | 14 | 8 | 1 | 0 | 0 | 3
|  |  | 59 | Banskuffi | 1280600 | 0 | 0 | 0 | 9 | 4 | 5 | 4 | 4 | 0 | 0 | 0 | 1 | 1
|  |  |  | Dhawa Tola |  | 0 | 0 | 0 | 0 | 0 | 0 | 0 | 0 | 0 | 0 | 0 | 0 | 0
|  |  |  | Mandal Tola |  | 0 | 0 | 0 | 22 | 0 | 22 | 0 | 0 | 0 | 0 | 0 | 0 | 1
|  |  |  | Sub - Total |  | 0 | 0 | 0 | 31 | 31 | 27 | 4 | 4 | 0 | 0 | 0 | 1 | 2
|  |  | 60 | Sarsabad | 1281700 | 0 | 0 | 0 | 25 | 2 | 23 | 2 | 2 | 0 | 0 | 0 | 0 | 2
|  |  |  | Miyan Tola |  | 0 | 0 | 0 | 4 | 3 | 4 | 3 | 3 | 0 | 0 | 0 | 0 | 1
|  |  |  | Sub - Total |  | 0 | 0 | 0 | 29 | 40 | 81 | 13 | 13 | 0 | 0 | 0 | 2 | 7
|  |  | 61 | Baliapur | 1281800 | 0 | 0 | 0 | 31 | 7 | 24 | 7 | 7 | 0 | 0 | 0 | 0 | 1
|  |  |  | Harijan Tola |  | 0 | 0 | 0 | 12 | 0 | 12 | 0 | 0 | 0 | 1 | 0 | 0 | 2
|  |  |  | Mahto Tola |  | 0 | 0 | 0 | 19 | 0 | 19 | 0 | 0 | 0 | 0 | 0 | 0 | 1
|  |  |  | Miyan Tola |  | 0 | 0 | 0 | 1 | 0 | 1 | 0 | 0 | 0 | 0 | 0 | 0 | 0
|  |  |  | Sub - Total |  | 0 | 0 | 0 | 63 | 7 | 56 | 7 | 7 | 0 | 1 | 0 | 0 | 4
|  |  | 62 | Henladih | 1282100 | 0 | 0 | 0 | 32 | 3 | 29 | 3 | 3 | 0 | 0 | 0 | 0 | 0
|  |  |  | East Tola |  | 0 | 0 | 0 | 0 | 0 | 0 | 0 | 0 | 0 | 0 | 0 | 0 | 0
|  |  |  | Sub - Total |  | 0 | 0 | 0 | 32 | 3 | 29 | 3 | 3 | 0 | 0 | 0 | 0 | 0
|  |  | 63 | Kunj boni | 1282400 | 0 | 0 | 0 | 6 | 3 | 3 | 3 | 3 | 0 | 0 | 0 | 0 | 0
|  |  |  | Sub - Total |  | 0 | 0 | 0 | 6 | 3 | 3 | 3 | 3 | 0 | 0 | 0 | 0 | 0
|  |  | 64 | Asanbani | 1282500 | 0 | 0 | 0 | 6 | 3 | 3 | 3 | 3 | 0 | 0 | 0 | 0 | 3
|  |  |  | Kurmi Tola |  | 0 | 0 | 0 | 6 | 1 | 5 | 1 | 1 | 0 | 0 | 0 | 0 | 0
|  |  |  | Sub - Total |  | 0 | 0 | 0 | 12 | 4 | 8 | 4 | 4 | 0 | 0 | 0 | 0 | 3
|  |  | 65 | Palajori | 1282700 | 0 | 0 | 0 | 0 | 0 | 0 | 0 | 0 | 0 | 0 | 0 | 0 | 5
|  |  |  | Harijan Tola |  | 0 | 0 | 0 | 0 | 0 | 0 | 0 | 0 | 0 | 0 | 0 | 0 | 0
|  |  |  | Bhuiya Tola |  | 1 | 0 | 1 | 24 | 0 | 24 | 8 | 0 | 8 | 0 | 0 | 0 | 0
|  |  |  | Sub - Total |  | 1 | 0 | 1 | 24 | 0 | 24 | 8 | 0 | 8 | 0 | 0 | 0 | 5
|  |  | 66 | Shri Ram Tola | 1282800 | 1 | 1 | 0 | 38 | 38 | 0 | 0 | 0 | 0 | 0 | 0 | 0 | 0
|  |  |  | Santhal Tola |  | 0 | 0 | 0 | 4 | 0 | 4 | 0 | 0 | 0 | 0 | 0 | 0 | 0
|  |  |  | Bich Tola |  | 1 | 0 | 1 | 16 | 0 | 16 | 0 | 0 | 0 | 1 | 0 | 0 | 1
|  |  |  | Sub - Total |  | 2 | 1 | 1 | 58 | 38 | 20 | 0 | 0 | 0 | 1 | 0 | 0 | 1
|  |  | 67 | Ghormara | 1283000 | 0 | 0 | 0 | 10 | 0 | 10 | 0 | 0 | 0 | 1 | 0 | 0 | 0
|  |  |  | Santhal Tola |  | 0 | 0 | 0 | 9 | 3 | 6 | 3 | 3 | 0 | 0 | 0 | 0 | 0
|  |  |  | Sub - Total |  | 0 | 0 | 0 | 19 | 3 | 16 | 3 | 3 | 0 | 1 | 0 | 0 | 0
|  |  | 68 | Kunjjora | 1283700 | 0 | 0 | 0 | 46 | 3 | 43 | 3 | 3 | 0 | 0 | 0 | 0 | 1
|  |  |  | Mandal Tola |  | 0 | 0 | 0 | 15 | 0 | 15 | 2 | 0 | 2 | 0 | 0 | 0 | 0
|  |  |  | Harijan Tola |  | 0 | 0 | 0 | 23 | 7 | 14 | 7 | 7 | 0 | 0 | 0 | 0 | 2
|  |  |  | Mahto Tola |  | 0 | 0 | 0 | 17 | 3 | 14 | 3 | 3 | 0 | 0 | 0 | 0 | 0
|  |  |  | Kumhar Tola |  | 0 | 0 | 0 | 14 | 1 | 13 | 1 | 1 | 0 | 0 | 0 | 0 | 0
|  |  |  | Delther Tola |  | 0 | 0 | 0 | 18 | 6 | 12 | 6 | 6 | 0 | 0 | 0 | 0 | 0
|  |  |  | Sub - Total |  | 0 | 0 | 0 | 133 | 20 | 111 | 22 | 20 | 2 | 0 | 0 | 0 | 3
|  |  | 69 | Siljoria | 1284000 | 0 | 0 | 0 | 0 | 0 | 0 | 0 | 0 | 0 | 1 | 0 | 0 | 3
|  |  |  | Sanhal Tola1 |  | 1 | 0 | 1 | 26 | 0 | 26 | 9 | 0 | 9 | 0 | 0 | 0 | 0
|  |  |  | Sanhal Tola2 |  | 0 | 0 | 0 | 0 | 0 | 0 | 0 | 0 | 0 | 0 | 0 | 0 | 0
|  |  |  | Sub - Total |  | 1 | 0 | 1 | 26 | 0 | 26 | 9 | 0 | 9 | 1 | 0 | 0 | 3
|  |  | 70 | Bholi | 1281100 | 0 | 0 | 0 | 14 | 4 | 10 | 4 | 4 | 0 | 0 | 0 | 0 | 3
|  |  |  | South Tola |  | 0 | 0 | 0 | 13 | 5 | 8 | 5 | 5 | 0 | 0 | 0 | 0 | 1
|  |  |  | North Tola |  | 0 | 0 | 0 | 14 | 7 | 7 | 7 | 7 | 0 | 0 | 0 | 0 | 3
|  |  |  | Sub - Total |  | 0 | 0 | 0 | 41 | 16 | 25 | 16 | 16 | 0 | 0 | 0 | 0 | 7
|  |  |  | BLOCK TOTAL |  | 61 | 9 | 52 | 5238 | 1181 | 4119 | 1053 | 772 | 281 | 32 | 7 | 6 | 327
|  |  |  | GRAND TOTAL |  | 314 | 58 | 256 | 34323 | 7277 | 27108 | 5646 | 4806 | 840 | 217 | 89 | 41 | 1003

## C7
REC Ltd.
Composite project
Blockwise Villagewise details of un - electrified villages to be electrified under present scheme
State : | Jharkhand
Name of District & Census Code : |  |  |  |  | DEOGHAR & 07 | [5 empty] | Scheme Code No.:RGGVY/JH-07/05-06
Sr. No. (Block) | Name of Block | Census Code (2001) | Sr.No. (Village) | Name of Un-electrified Village | Census Code (2001) | Total no. of Rural House- holds | Total no. of BPL Rural House- holds | Population | Area (Sq.Km.) | Whether SC/ST/ Tribal village | Distance from Nearest 33/11 KV sub - station (Kms) | Distance from Nearest 11KV Line (Kms.) | Public Places / Services - No. of
[13 empty] | Schools | Panchayat Office | Health Centers | Community Centers | Other (Relig. Places)
1 | 2 | 3 | 4 | 5 | 6 | 7 | 8 | 9 | 10 | 11 | 12 | 13 | 14 | 15 | 16 | 17 | 18
1 | Palajori | 1260800 | 1 | Dudhani | 1260800 | 104 | 62 | 678 |  | 0/0 |  | 2
2 | Sarath | 1228000 | 2 | Tulsidabar | 1228000 | 47 | 28 | 316 |  | 1/0 |  | 3
3 | Mohanpur | 1060900 | 3 | Agiya | 1060900 | 15 | 9 | 110 |  | 0/0 |  | 1
4 | Sarwan | 1108100 | 4 | Charghara | 1108100 | 136 | 102 | 857 |  | 541/49 |  | 2
| Do | 1110300 | 5 | Jagmandih | 1110300 | 26 | 17 | 171 |  | 71/0 |  | 1
5 | Devipur | 01147200 | 6 | Ratanbad | 01147200 | 20 | 12 | 137 |  | 0/137 |  | 0.5
| .--- Do --- | 01162200 | 7 | Parandih | 01162200 | 93 | 78 | 596 |  | 146/38 |  | 1
| .--- Do --- | 01163800 | 8 | Pandan Bona | 01163800 | 61 | 36 | 412 |  | 0/353 |  | 1
| .--- Do --- | 01164200 | 9 | Kokraha Bad | 01164200 | 54 | 47 | 287 |  | 112/27 |  | 1.2
| .--- Do --- | 01165100 | 10 | Balthar | 01165100 | 109 | 60 | 801 |  | 25/0 |  | 2.2
| .--- Do --- | 01162000 | 11 | Bandarbasa | 01162000 | 101 | 47 | 610 |  | 129/0 |  | 2.25
| .--- Do --- | 01164400 | 12 | Kartoradih | 01164400 | 28 | 20 | 206 |  | 0/0 |  | 2
| .--- Do --- | 01164500 | 13 | Belatikar | 01164500 | 52 | 33 | 286 |  | 0/225 |  | 1.5
| .--- Do --- | 01163600 | 14 | Pirhakatta | 01163600 | 103 | 55 | 479 |  | 0/456 |  | 2
| .--- Do --- | 01162500 | 15 | Simladih | 01162500 | 73 | 47 | 445 |  | 16/0 |  | 1.5
| Mohanpur | 01057700 | 16 | Dangri | 01057700 | 52 | 28 | 305 |  | 0/270 |  | 1
| .--- Do --- | 01053100 | 17 | Biyahi | 01053100 | 29 | 13 | 197 |  | 0/0 |  | 1
6 | Deoghar | 0107900 | 18 | Mushardih | 0107900 | 9 | 5 | 83 |  | 0/0 |  | 2.5
7 | Madhupur | 1173300 | 19 | Barmasia | 1173300 | 35 | 17 | 182 |  | 0/37 |  | 1.5
8 | Karon | 1196300 | 20 | Chorkatta | 1196300 | 44 | 26 | 241 |  | 0/201 |  | 1
1 | Mohanpur | 1083400 | 1 | Randiha | 1083400 | 37 | 22 | 241 |  | 45/31 |  | 2
2 |  | 1089000 | 2 | Nawadih | 1089000 | 41 | 29 | 220 |  | 0/127 |  | 2
3 |  | 1076800 | 3 | Tinghara | 1076800 | 8 | 5 | 48 |  | 0/0 |  | 1
4 |  | 1063600 | 4 | Pindra | 1063600 | 16 | 10 | 120 |  | 88/0 |  | 3
5 |  | 1080700 | 5 | Jagarnathiya | 1080700 | 32 | 19 | 190 |  | 0/0 |  | 2
6 |  | 1088900 | 6 | Tiurnagar | 1088900 | 9 | 5 | 35 |  | 0/0 |  | 2
7 |  | 1076100 | 7 | Lohribaran | 1076100 | 54 | 32 | 304 |  | 0/0 |  | 2
8 |  | 1090500 | 8 | Baradiha | 1090500 | 46 | 28 | 266 |  | 0/0 |  | 1
9 |  | 1076000 | 9 | Mansariya Kurwa | 1076000 | 22 | 13 | 128 |  | 0/0 |  | 2
10 |  | 1084300 | 10 | Baraotighal | 1084300 | 17 | 10 | 190 |  | 90/13 |  | 2
11 |  | 1071800 | 11 | Chihutia | 1071800 | 27 | 16 | 190 |  | 0/0 |  | 2
12 |  | 1082400 | 12 | Khapchua | 1082400 | 25 | 15 | 120 |  | 0/0 |  | 2
13 |  | 1072100 | 13 | Dhawatanr | 1072100 | 26 | 15 | 128 |  | 40/0 |  | 2
14 |  | 1083400 | 14 | Rhabi | 1083400 | 18 | 13 | 117 |  | 0/95 |  | 2
15 |  | 1074400 | 15 | Baluadih | 1074400 | 22 | 12 | 122 |  | 0/0 |  | 1
16 |  | 1077200 | 16 | Kalhaniya Pather | 1077200 | 53 | 32 | 338 |  | 0/0 |  | 2
17 |  | 1080800 | 17 | Lilibaran | 1080800 | 32 | 19 | 228 |  | 0/0 |  | 1
18 |  | 1081000 | 18 | Gauribasar | 1081000 | 13 | 8 | 71 |  | 0/0 |  | 1
19 |  | 1125200 | 19 | Madhuban | 1125200 | 11 | 7 | 62 |  | 53/0 |  | 1
20 | Deoghar | 1043900 | 20 | Babupur | 1043900 | 25 | 15 | 143 |  | 98/0 |  | 1
21 |  | 1049800 | 21 | Pahridih | 1049800 | 74 | 49 | 409 |  | 0/0 |  | 2
22 |  | 1043400 | 22 | Bandhdih | 1043400 | 37 | 22 | 236 |  | 200/0 |  | 0.6
23 |  | 1049700 | 23 | Bela | 1049700 | 33 | 21 | 185 |  | 0/0 |  | 1
24 |  | 1046200 | 24 | Gamhariya | 1046200 | 61 | 38 | 308 |  | 0/0 |  | 2
25 |  | 1050100 | 25 | Paharidih chhit | 1050100 | 55 | 33 | 263 |  | 0/0 |  | 1
26 |  | 01046400 | 26 | Ashna | 01046400 | 8 | 5 | 81 |  | 0/0 |  | 2
27 |  | 01034400 | 27 | Khir Simer | 01034400 | 17 | 10 | 96 |  | 18/0 |  | 2
28 |  | 01031700 | 28 | Bhalua | 01031700 | 21 | 13 | 152 |  | 0/0 |  | 2.5
29 |  | 01026600 | 29 | Bichkora | 01026600 | 55 | 33 | 315 |  | 0/299 |  | 2.5
30 |  | 01028100 | 30 | Gadi | 01028100 | 32 | 19 | 215 |  | 0/0 |  | 2.5
31 |  | 01019400 | 31 | Majhiladih | 01019400 | 37 | 17 | 178 |  | 55/47 |  | 2.5
32 |  | 01041000 | 32 | Pichribad | 01041000 | 78 | 47 | 491 |  | 28/184 |  | 2.5
33 |  | 1049400 | 33 | Tehuniya | 1049400 | 114 | 65 | 723 |  | 18/0 |  | 2
34 | Madhupur | 1170400 | 34 | Dubrajpur | 1170400 | 3 | 2 | 16 |  | 0/0 |  | 1.3
35 |  | 1183400 | 35 | Kalyanpur | 1183400 | 30 | 18 | 199 |  | 48/0 |  | 0.5
36 |  | 1178200 | 36 | Pathriya | 1178200 | 122 | 75 | 823 |  | 0/44 |  | 2
37 |  | 1173000 | 37 | Joramo | 1173000 | 53 | 32 | 290 |  | 0/195 |  | 1
38 |  | 01188000 | 38 | Kendutarn | 01188000 | 47 | 28 | 386 |  | 0/0 |  | 1.5
39 |  | 1168800 | 39 | Jitpur | 1168800 | 35 | 21 | 201 |  | 0/129 |  | 2.2
40 |  | 1172700 | 40 | Dhab | 1172700 | 62 | 37 | 372 |  | 0/142 |  | 2
41 |  | 1180400 | 41 | Asta | 1180400 | 180 | 115 | 1181 |  | 2/308 |  | 4.5
42 |  | 1172400 | 42 | Bhalua | 1172400 | 66 | 42 | 354 |  | 109/238 |  | 2.4
43 |  | 1178600 | 43 | Kansjor | 1178600 | 114 | 78 | 802 |  | 1/24 |  | 1.2
44 |  | 1183000 | 44 | Simlabahiyar | 1183000 | 75 | 43 | 409 |  | 167/0 |  | 2
45 |  | 1173200 | 45 | Sultanpur | 1173200 | 68 | 47 | 399 |  | 48/132 |  | 1.5
46 |  | 01177800 | 46 | Powerchowk | 01177800 | 5 | 3 | 27 |  | 0/0 |  | 2
47 |  | 01178300 | 47 | Sugapahari | 01178300 | 263 | 154 | 1765 |  | 0/195 |  | 2
48 |  | 01177000 | 48 | Mathura | 01177000 | 75 | 45 | 531 |  | 11/230 |  | 0.4
49 |  | 01168600 | 49 | Mohanadih | 01168600 | 33 | 20 | 201 |  | 0/201 |  | 2
50 |  | 01179700 | 50 | Naiyadih | 01179700 | 30 | 18 | 205 |  | 0/0 |  | 2
51 |  | 01182700 | 51 | Kharbani | 01182700 | 18 | 11 | 110 |  | 0/95 |  | 0.9
52 |  | 01181200 | 52 | Jamuniatarn | 01181200 | 61 | 32 | 424 |  | 0/42 |  | 0.8
53 |  | 01171300 | 53 | Sonajori | 01171300 | 53 | 29 | 244 |  | 129/106 |  | 1
54 |  | 01183500 | 54 | Burhibagicha | 01183500 | 58 | 35 | 408 |  | 80/0 |  | 1.5
55 |  | 01181100 | 55 | Dudhani | 01181100 | 85 | 55 | 576 |  | 0/33 |  | 1.3
56 |  | 01172800 | 56 | Chaura | 01172800 | 57 | 34 | 305 |  | 0/305 |  | 1.3
57 | Karon | 1217800 | 57 | Maldabra | 1217800 | 34 | 20 | 196 |  | 74/0 |  | 1.4
58 |  | 01200000 | 58 | Woldaha | 01200000 | 132 | 59 | 933 |  | 0/0 |  | 1
59 |  | 01210300 | 59 | Bharandiha | 01210300 | 33 | 20 | 205 |  | 34/20 |  | 0.8
60 |  | 01206200 | 60 | Digbad | 01206200 | 57 | 35 | 310 |  | 0/0 |  | 1.5
61 |  | 01205200 | 61 | Tulsitarn | 01205200 | 154 | 88 | 977 |  | 197/51 |  | 3
62 |  | 001164900 | 62 | Rampur | 001164900 | 89 | 39 | 614 |  | 89/57 |  | 2.5
63 |  | 001167900 | 63 | Khirwatari | 001167900 | 57 | 41 | 298 |  | 66/57 |  | 2.5
64 |  | 01018800 | 64 | Baniyasar | 01018800 | 124 | 85 | 324 |  | 66/99 |  | 2.5
65 |  | 01164600 | 65 | Pandro Raidih | 01164600 | 47 | 29 | 154 |  | 54/12 |  | 2.5
66 | Godda | 1407300 | 66 | Raghunathkitta | 1407300 | 24 | 14 | 108 |  | 0/108 |  | 1.5
67 |  | 1455900 | 67 | Kitta Shyampur | 1455900 | 69 | 41 | 512 |  | 38/88 |  | 2.5
68 |  | 01459400 | 68 | Lamha Tikker | 01459400 | 18 | 11 | 109 |  | 0/55 |  | 3.2
1 | Sarath | 1235800 | 1 | Piprasole | 1235800 | 127 | 76 | 479 |  | 88/52 |  | 1
2 |  | 1218100 | 2 | Bhura Verma tola | 1218100 | 89 | 47 | 630 |  | 0/62 |  | 1
3 |  | 1242900 | 3 | Angaro | 1242900 | 9 | 5 | 63 |  | 0/0 |  | 1
4 |  | 1238200 | 4 | Karma Mandal tola | 1238200 | 75 | 44 | 471 |  | 0 |  | 1
5 |  | 1223700 | 5 | Aluara Horijon tola | 1223700 | 123 | 81 | 716 |  | 94/0 |  | 0.5
6 |  | 01229800 | 6 | Tara Ranr | 01229800 | 1 | 1 | 1 |  | 0/0 |  | 1
7 |  | 01249300 | 7 | Chikania mandal tola | 01249300 | 54 | 47 | 384 |  | 77/49 |  | 0.5
8 |  | 01119500 | 8 | Sirsa Bijli tola | 01119500 | 55 | 33 | 401 |  | 54/0 |  | 1
9 |  | 01239900 | 9 | Gopibandh Mushahar tola | 01239900 | 93 | 56 | 349 |  | 140/3 |  | 1
10 |  | 01253200 | 10 | Karanbedia | 01253200 | 41 | 25 | 301 |  | 14/73 |  | 1
11 |  | 01280500 | 11 | Kumardih | 01280500 | 58 | 35 | 471 |  | 59/0 |  | 1
12 |  | 01226500 | 12 | Jhunkia Yadav tola | 01226500 | 48 | 29 | 311 |  | 0/0 |  | 0.5
13 |  | 01280900 | 13 | Kasmala | 01280900 | 87 | 52 | 521 |  | 0/9 |  | 1
14 |  | 0 | 14 | Rangania |  | 66 | 40 | 287 |  | 66/12 |  | 1
15 |  | 01231100 | 15 | Ojhadih | 01231100 | 55 | 33 | 292 |  | 0/0 |  | 1
16 |  | 01225400 | 16 | Ganda | 01225400 | 38 | 23 | 89 |  | 55/24 |  | 0.5
17 |  | 01231500 | 17 | Ranabandh/Madhusinga rajwar tola | 01231500 | 30 | 18 | 189 |  | 0 |  | 0.4
18 |  | 01220700 | 18 | Dorhiya | 01220700 | 23 | 14 | 156 |  | 34/23 |  | 1
19 |  | 01225600 | 19 | Munda Adiwasi tola | 01225600 | 120 | 87 | 779 |  | 1/404 |  | 1
20 |  | 01255000 | 20 | Khairbani Mushahar tola | 01255000 | 144 | 57 | 809 |  | 81/178 |  | 0.5
21 |  | 01218700 | 21 | Bachbandh (Vura tilha Hira tilha Dalha tilha) | 01218700 | 143 | 54 | 843 |  | 111/0 |  | 1
22 |  | 01250800 | 22 | Panrua Horizontola | 01250800 | 94 | 49 | 616 |  | 83/15 |  | 1
23 | Palajori | 1265000 | 23 | Khairwa Paharia tola | 1265000 | 78 | 41 | 469 |  | 102/58 |  | 1
24 |  | 01269500 | 24 | Bhalsunia muslim tola | 01269500 | 56 | 34 | 376 |  | 41/0 |  | 1
25 |  | 01236100 | 25 | Hariadangal | 01236100 | 87 | 55 | 428 |  | 79/57 |  | 0.5
26 |  | 01265760 | 26 | Amrapara | 01265760 | 56 | 34 | 224 |  | 54/89 |  | 0.5
27 |  | 01268400 | 27 | Amgachi | 01268400 | 57 | 34 | 321 |  | 0/321 |  | 0.5
28 |  | 01270600 | 28 | Gopalpur, Bahadurpur and Jamunia tanr tola | 01270600 | 182 | 42 | 1077 |  | 54/1 |  | 0.5
29 |  | 01284900 | 29 | Chhota Kharko | 01284900 | 103 | 62 | 562 |  | 0/547 |  | 0.5
30 |  | 0128300 | 30 | Ghormara | 0128300 | 33 | 20 | 212 |  | 0/212 |  | 0.5
31 |  | 01284000 | 31 | Silgadia Adiwasi tola | 01284000 | 57 | 35 | 368 |  | 0/223 |  | 0.5
32 |  | 01284700 | 32 | Manpur Sikar para | 01284700 | 83 | 41 | 347 |  | 0/212 |  | 0.5
33 |  | 01283200 | 33 | Sataki Adiwasi tola | 01283200 | 124 | 49 | 582 |  | 95/41 |  | 0.5
34 |  | 0 | 34 | Sagarajore Scholl and Kanadih tola |  | 45 | 27 | 296 |  | 0/163 |  | 1
35 |  | 01261100 | 35 | Dasiyodih Paharia tola | 01261100 | 36 | 21 | 203 |  | 90/0 |  | 1.5
36 |  | 01263400 | 36 | Dhawjoria Kansua tola | 01263400 | 79 | 47 | 432 |  | 0/349 |  | 1
37 |  | 01264900 | 37 | Kunjbona tola | 01264900 | 119 | 80 | 717 |  | 103/48 |  | 1
38 |  | 01265700 | 38 | Pokharia Janamguttu adiwasi tola | 01265700 | 194 | 111 | 1144 |  | 0/29 |  | 1.5
39 |  | 01265900 | 39 | Ajnari Harijan tola | 01265900 | 67 | 40 | 368 |  | 59/5 |  | 0.25
40 |  | 01267900 | 40 | Bandhdih Paharia tola | 01267900 | 193 | 112 | 1577 |  | 73/22 |  | 1
41 |  | 01265100 | 41 | Barmasia choura dangal | 01265100 | 46 | 28 | 327 |  | 26/0 |  | 0.5
42 |  | 01284200 | 42 | Jitpur Kendpara | 01284200 | 71 | 2 | 301 |  | 0/298 |  | 0.5
43 |  | 01257700 | 43 | Kurwa Belmi tola | 01257700 | 50 | 30 | 352 |  | 27/0 |  | 1
44 |  | 01245400 | 44 | Bagdaha (Adiwasi tola) | 01245400 | 188 | 121 | 935 |  | 62/397 |  | 0.5
45 |  | 01285800 | 45 | Kusma (Adiwasi tola) | 01285800 | 62 | 37 | 273 |  | 7/265 |  | 1
46 |  | 01270300 | 46 | Ambatanr | 01270300 | 76 | 46 | 428 |  | 0/415 |  | 1
47 |  | 01276500 | 47 | Tarabad (Rajwar tola kole tola) | 01276500 | 194 | 117 | 1065 |  | 61/299 |  | 1
48 |  | 01285300 | 48 | Rampur Adiwasi tola | 01285300 | 95 | 54 | 527 |  | 13/182 |  | 1
49 | Karon | 01201300 | 49 | Chitnari (Husaini tola) | 01201300 | 472 | 298 | 3352 |  | 181/89 |  | 1
50 |  | 01071800 | 50 | Naichihutiya (Muslim tola) | 01071800 | 178 | 103 | 541 |  | 88/24 |  | 1
51 |  | 01204500 | 51 | Bansjora (Yadav tola) | 01204500 | 45 | 27 | 320 |  | 0 |  | 1
52 |  | 01197100 | 52 | Simargadha (Kamar tola) | 01197100 | 75 | 45 | 530 |  | 0 |  | 1
53 |  | 01201200 | 53 | Pandaniya (Mohlitanr tola) | 01201200 | 349 | 201 | 2075 |  | 30/965 |  | 1.2
54 |  | 01198200 | 54 | Mahajori (muslim tola) | 01198200 | 159 | 95 | 1050 |  | 215/244 |  | 1.2
55 |  | 01196400 | 55 | Birsinghdih (Tanrper tola) | 01196400 | 78 | 41 | 480 |  | 10/0 |  | 1
56 |  | 01211700 | 56 | Jashobandh (Gosai tola) | 01211700 | 78 | 41 | 480 |  | 0 |  | 1
57 |  | 01216900 | 57 | Tarapur (Mohlidih tola) | 01216900 | 66 | 40 | 480 |  | 10./10 |  | 1.2
58 |  | 01216900 | 58 | Tarapur (Paharibari tola) | 01216900 | 66 | 40 | 357 |  | 89/80 |  | 1
59 |  | 01214500 | 59 | Ranidi (Rajwar tola) | 01214500 | 96 | 54 | 357 |  | 89/80 |  | 1
60 |  | 01135600 | 60 | Harwa (Chholabad tola) | 01135600 | 41 | 25 | 581 |  | 91/6 |  | 1
61 |  | 01106700 | 61 | Baratanr (Ranidih tola) | 01106700 | 55 | 33 | 214 |  | 66/0 |  | 1.2
62 |  | 01201300 | 62 | Chitnari (Jamunia tola) | 01201300 | 472 | 297 | 3352 |  | 181/89 |  | 1
63 | Madhupur | 01195500 | 63 | Sanisimra (Sanisimara tola) | 01195500 | 3 | 2 | 15 |  | 15/0 |  | 1.2
64 |  | 01186400 | 64 | Guniasol (Pujhar tola) | 01186400 | 115 | 65 | 705 |  | 114/102 |  | 1.2
65 |  | 01186400 | 65 | Guniasol (Muslim tola) | 01186400 | 115 | 69 | 705 |  | 114/102 |  | 1
66 |  | 01187400 | 66 | Rajdaha (Adiwasi Kharbaria tola) | 01187400 | 154 | 96 | 1050 |  | 0/517 |  | 1
67 |  | 01180100 | 67 | Dhamni (Kol tola) | 01180100 | 260 | 160 | 1438 |  | 113/363 |  | 1
68 |  | 01178700 | 68 | Darbe (Adiwasi tola) | 01178700 | 266 | 160 | 1635 |  | 0/426 |  | 1.2
C - 7

## D4
Scheme Proposal : Villagewise Proposed Infrastructure
|  |  |  | Un-Electrified | [15 empty] | D - 4
State : Jharkhand
Name of District & Census Code : DEOGHAR | [11 empty] | Scheme Code No. :
| Sr.No. | Name of Block | Census Code (2001) | Sr.No. (Village) | Name of Village / Habitaion ( Hamlet / dhani / Majra / kara / Dalit Basti) | Census Code (2001) | Proposed infrasturcture | [10 empty] | Name of feeding 33/11KV sub - stations | Name of concerned 11 KV Feeders
[7 empty] | 33/11 KV S/S | Length of 33 KV line | Distribution Sub- stations |  |  |  |  | Length of 11 KV Lines | No. of LT Feeders | Length of LT Lines
[9 empty] | No. of Transformers (kVA) |  |  | Transformer Capacity |  |  |  | Configuration (1-ph,3-ph etc) | Length of LT Lines
[7 empty] | No / MVA | kms. | 10 | 16 | 25 | 1 - ph or 3ph | KVA | Kms. | Nos.
| 1 | 2 | 3 | 4 | 5 | 6 | 4 | 5 | 6 |  |  | 7 | 8 | 9 | 10 | 11 | 12 | 13 | 14
| 1 | Deoghar | 1 | 1 | Bishunpur | 1015700 | 2x5 | 7 | 0 | 0 | 0 | 0 | 0 | 0 | 0 |  | 0 | Jasidih | Kolipahari
[5 empty] | Harijan Tola |  |  |  | 0 | 0 | 0 | 0 | 0 | 0 | 0 | 3ph/1ph | 0.004
[5 empty] | Sub-Total |  | 0 | 0 | 0 | 0 | 0 | 0 | 0 | 0 | 0 | 0 | 0.004
|  |  |  | 2 | Garjora ( Manjhi Tola) | 1015900 |  |  | 0 | 0 | 0 | 0 | 0 | 0 | 0 | 3ph/1ph | 0.3 | Jasidih | Kolipahari
[5 empty] | Tomti Tola |  |  |  | 0 | 0 | 0 | 0 | 0 | 0 | 0 | 3ph/1ph | 0.2
[5 empty] | Jamuniya Tola |  |  |  | 0 | 0 | 0 | 0 | 0 | 0 | 0
[5 empty] | Rajput Tola |  |  |  | 0 | 0 | 0 | 0 | 0 | 0 | 0 | 3ph/1ph | 0.17
[5 empty] | Mandal Tola |  |  |  | 0 | 0 | 0 | 0 | 0 | 0 | 0
[5 empty] | Sub-Total |  | 0 | 0 | 0 | 0 | 0 | 0 | 0 | 0 | 0 | 0 | 0.67
|  |  |  | 3 | Kerankathi (Harijan Tola) | 1016000 |  |  | 0 | 0 | 0 | 0 | 0 | 0 | 0 |  | 0 | Jasidih | Kolipahari
[5 empty] | Das Tola |  |  |  | 0 | 0 | 0 | 0 | 0 | 0 | 0 |  | 0
[5 empty] | Meol tola |  |  |  | 0 | 0 | 0 | 0 | 0 | 0 | 0 |  | 0
[5 empty] | Yadav Tola-I |  |  |  | 0 | 0 | 0 | 0 | 0 | 0 | 0 | 3ph/1ph | 0.16
[5 empty] | Yadav Tola-II |  |  |  | 0 | 0 | 0 | 0 | 0 | 0 | 0 | 3ph/1ph | 0.16
[5 empty] | Harijan Tola-II |  |  |  | 0 | 0 | 0 | 0 | 0 | 0 | 0 | 3ph/1ph | 0.24
[5 empty] | Singh Tola |  |  |  | 0 | 0 | 0 | 0 | 0 | 0 | 0 | 3ph/1ph | 0.24
[5 empty] | Sub-Total |  | 0 | 0 | 0 | 0 | 0 | 0 | 0 | 0 | 0 | 0 | 0.8
|  |  |  | 4 | Badiya (Harijan Tola ) | 1016100 |  |  | 0 | 0 | 0 | 0 | 0 | 0 | 0 | 3ph/1ph | 0 | Jasidih | Kolipahari
[5 empty] | Pathak Tola |  |  |  | 0 | 0 | 0 | 0 | 0 | 0 | 0 |  | 0
[5 empty] | Machna Tola |  |  |  | 0 | 0 | 0 | 0 | 0 | 0 | 0 |  | 0
[5 empty] | Santhal Tola |  |  |  | 0 | 0 | 0 | 0 | 0 | 0 | 0 | 3ph/1ph | 0.4
[5 empty] | Sub-Total |  | 0 | 0 | 0 | 0 | 0 | 0 | 0 | 0 | 0 | 0 | 0.4
|  |  |  | 5 | Ghatiyari( Bhumiyar Tola) | 1016200 |  |  | 0 | 0 | 0 | 0 | 0 | 0 | 0 | 3ph/1ph | 0.04 | Jasidih | Kolipahari
[5 empty] | Muhamdan Tola |  |  |  | 0 | 0 | 0 | 0 | 0 | 0 | 0 | 3ph/1ph | 0.04
[5 empty] | Sub-Total |  | 0 | 0 | 0 | 0 | 0 | 0 | 0 | 0 | 0 | 0 | 0.08
|  |  |  | 6 | Banka (Upper Tola) | 1016800 |  |  | 0 | 0 | 0 | 0 | 0 | 0 | 0 |  | 0 | Jasidih | Kolipahari
[5 empty] | Pandit Tola |  |  |  | 0 | 0 | 0 | 0 | 0 | 0 | 0 |  | 0
[5 empty] | Niche Tola |  |  |  | 0 | 0 | 0 | 0 | 0 | 0 | 0 |  | 0
[5 empty] | Sub-Total |  | 0 | 0 | 0 | 0 | 0 | 0 | 0 | 0 | 0 | 0 | 0
|  |  |  | 7 | Nilaiya | 1017300 |  |  | 0 | 0 | 0 | 0 | 0 | 0 | 0 | 3ph/1ph | 0.04 | Jasidih | Kolipahari
[5 empty] | Sub-Total |  | 0 | 0 | 0 | 0 | 0 | 0 | 0 | 0 | 0 | 0 | 0.04
|  |  |  | 8 | Jetutanr | 1017400 |  |  | 0 | 0 | 0 | 0 | 0 | 0 | 0 | 3ph/1ph | 0.24 | Jasidih | Kolipahari
[5 empty] | Sub-Total |  | 0 | 0 | 0 | 0 | 0 | 0 | 0 | 0 | 0 | 0 | 0.24
|  |  |  | 9 | (Niche Tola ) | 1017500 |  |  | 0 | 0 | 0 | 0 | 0 | 0 | 0 | 3ph/1ph | 0.04 | Jasidih | Kolipahari
[5 empty] | Uper Tola |  |  |  | 0 | 0 | 0 | 0 | 0 | 0 | 0 | 3ph/1ph | 0.04
[5 empty] | Sikdardih |  |  |  | 0 | 0 | 0 | 0 | 0 | 0 | 0 | 3ph/1ph | 0.16
[5 empty] | Sub-Total |  | 0 | 0 | 0 | 0 | 0 | 0 | 0 | 0 | 0 | 0 | 0.24
|  |  |  | 10 | Madhopur (Barnwal Tola) | 1017600 |  |  | 0 | 0 | 0 | 0 | 0 | 0 | 0 |  |  | Jasidih | Kolipahari
[5 empty] | Mandal Tola |  |  |  | 0 | 0 | 0 | 0 | 0 | 0 | 0 | 3ph/1ph | 0.08
[5 empty] | Yadav Tola |  |  |  | 0 | 0 | 0 | 0 | 0 | 0 | 0 | 3ph/1ph | 0.08
[5 empty] | Harijan Tola |  |  |  | 0 | 0 | 0 | 0 | 0 | 0 | 0 |  | 0.16
[5 empty] | Sub-Total |  | 0 | 0 | 0 | 0 | 0 | 0 | 0 | 0 | 0 | 0 | 0.32
|  |  |  | 11 | Manikpur (Mohali Tola) | 1017800 |  |  | 0 | 0 | 0 | 0 | 0 | 0 | 0 | 3ph/1ph | 0.08 | Jasidih | Kolipahari
[5 empty] | Yadav Tola |  |  |  | 0 | 0 | 0 | 0 | 0 | 0 | 0 | 3ph/1ph | 0.08
[5 empty] | Sharma Tola |  |  |  | 0 | 0 | 0 | 0 | 0 | 0 | 0 | 3ph/1ph | 0.08
[5 empty] | Sub-Total |  | 0 | 0 | 0 | 0 | 0 | 0 | 0 | 0 | 0 | 0 | 0.24
|  |  |  | 12 | Kutabandh | 1018000 |  |  | 0 | 0 | 0 | 0 | 0 | 0 | 0 | 1ph | 0.04 | Jasidih | Kolipahari
[5 empty] | Sub-Total |  | 0 | 0 | 0 | 0 | 0 | 0 | 0 | 0 | 0 | 0 | 0.04
|  |  |  | 13 | Kobidih | 1018100 |  |  | 0 | 0 | 0 | 0 | 0 | 0 | 0 | 3ph/1ph | 0.4 | Jasidih | Kolipahari
[5 empty] | Sub-Total |  | 0 | 0 | 0 | 0 | 0 | 0 | 0 | 0 | 0 | 0 | 0.4
|  |  |  | 14 | Andrigadar | 1018200 |  |  | 0 | 0 | 0 | 0 | 0 | 0 | 0 |  | 0.675 | Jasidih | Kolipahari
[5 empty] | Sub-Total |  | 0 | 0 | 0 | 0 | 0 | 0 | 0 | 0 | 0 | 0 | 0.675
|  |  |  | 15 | Khori pandan (Uper Tola) | 1018500 |  |  | 0 | 0 | 0 | 0 | 0 | 0 | 0 | 3ph/1ph | 0.2 | Jasidih | Kolipahari
[5 empty] | Bitch Tola |  |  |  | 0 | 0 | 0 | 0 | 0 | 0 | 0 |  | 0
[5 empty] | Harijan Tola |  |  |  | 0 | 0 | 0 | 0 | 0 | 0 | 0 | 3ph/1ph | 0.28
[5 empty] | Das Tola |  |  |  | 0 | 0 | 0 | 0 | 0 | 0 | 0 |  | 0
[5 empty] | Sub-Total |  | 0 | 0 | 0 | 0 | 0 | 0 | 0 | 0 | 0 | 0 | 0.48
|  |  |  | 16 | Nansukwatola | 1018700 |  |  | 0 | 0 | 0 | 0 | 0 | 0 | 0 | 1ph | 0.16 | Jasidih | Kolipahari
[5 empty] | Sub-Total |  | 0 | 0 | 0 | 0 | 0 | 0 | 0 | 0 | 0 | 0 | 0.16
|  |  |  | 17 | Harkata | 1019600 |  |  | 0 | 0 | 0 | 0 | 0 | 0 | 0 | 3ph/1ph | 0.24 | Jasidih | Kolipahari
[5 empty] | Niche Tola |  |  |  | 0 | 0 | 0 | 0 | 0 | 0 | 0 |  | 0
[5 empty] | Belwatar Tola |  |  |  | 0 | 0 | 0 | 0 | 0 | 0 | 0 |  | 0
[5 empty] | Sub-Total |  | 0 | 0 | 0 | 0 | 0 | 0 | 0 | 0 | 0 | 0 | 0.24
|  |  |  | 18 | Basakola | 1021400 |  |  | 0 | 0 | 0 | 0 | 0 | 0 | 0 | 3ph/1ph | 0.08 | Jasidih | Kolipahari
[5 empty] | Yadav Tola |  |  |  | 0 | 0 | 0 | 0 | 0 | 0 | 0 | 3ph/1ph | 0.04
[5 empty] | Das Tola |  |  |  | 0 | 0 | 0 | 0 | 0 | 0 | 0 | 3ph/1ph | 0.04
[5 empty] | Nuniya Tola |  |  |  | 0 | 0 | 0 | 0 | 0 | 0 | 0 | 3ph/1ph | 0.04
[5 empty] | Sub-Total |  | 0 | 0 | 0 | 0 | 0 | 0 | 0 | 0 | 0 | 0 | 0.2
|  |  |  | 19 | Bhagwanpur (Sha Tola) | 1021500 |  |  | 0 | 0 | 0 | 0 | 0 | 0 | 0 |  | 0 | Jasidih | Kolipahari
[5 empty] | Upper Tola |  |  |  | 0 | 0 | 0 | 0 | 0 | 0 | 0 |  | 0
[5 empty] | Yadav Tola |  |  |  | 0 | 0 | 0 | 0 | 0 | 0 | 0 |  | 0
[5 empty] | Sub-Total |  | 0 | 0 | 0 | 0 | 0 | 0 | 0 | 0 | 0 | 0 | 0
|  |  |  | 20 | Joruadih (Mahato Tola) | 1021700 |  |  | 0 | 0 | 0 | 0 | 0 | 0 | 0 |  | 0 | Jasidih | Kolipahari
[5 empty] | Uper Tola |  |  |  | 0 | 0 | 0 | 0 | 0 | 0 | 0 |  | 0
[5 empty] | Sub-Total |  | 0 | 0 | 0 | 0 | 0 | 0 | 0 | 0 | 0 | 0 | 0
|  |  |  | 21 | Patharia | 1021900 |  |  | 0 | 0 | 0 | 0 | 0 | 0 | 0 | 3ph/1ph | 0.12 | Devipur | RE-4
[5 empty] | Sub-Total |  | 0 | 0 | 0 | 0 | 0 | 0 | 0 | 0 | 0 | 0 | 0.12
|  |  |  | 22 | Punasi (Pasman Tola) | 1022000 |  |  | 0 | 0 | 0 | 0 | 0 | 0 | 0 | 3ph/1ph | 0.04 | Devipur | RE-4
[5 empty] | Dom Tola |  |  |  | 0 | 0 | 0 | 0 | 0 | 0 | 0 | 3ph/1ph | 0.04
[5 empty] | Babu Tola |  |  |  | 0 | 0 | 0 | 0 | 0 | 0 | 0 | 3ph/1ph | 0.2
[5 empty] | Ramani Tola |  |  |  | 0 | 0 | 0 | 0 | 0 | 0 | 0 |  | 0
[5 empty] | Sub-Total |  | 0 | 0 | 0 | 0 | 0 | 0 | 0 | 0 | 0 | 0 | 0.28
|  |  |  | 23 | Tetariya (Bora Tola) | 1022100 |  |  | 0 | 0 | 0 | 0 | 0 | 0 | 0 | 3ph/1ph | 0.16 | Devipur | RE-4
[5 empty] | Muslim Tola |  |  |  | 0 | 0 | 0 |  | 0 | 0 | 0 | 3ph/1ph | 0.16
[5 empty] | Sub-Total |  | 0 | 0 | 0 | 0 | 0 | 0 | 0 | 0 | 0 | 0 | 0.32
|  |  |  | 24 | Liludi (Upper Tola) | 1022600 |  |  | 0 | 0 | 0 | 0 | 0 | 0 | 0 | 3ph/1ph | 0.04 | Devipur | RE-4
[5 empty] | Niche Tola |  |  |  | 0 | 0 | 0 | 0 | 0 | 0 | 0 | 3ph/1ph | 0.04
[5 empty] | Sub-Total |  | 0 | 0 | 0 | 0 | 0 | 0 | 0 | 0 | 0 | 0 | 0.08
|  |  |  | 25 | Majhiana | 1023800 |  |  | 0 | 0 | 0 | 0 | 0 | 0 | 0 |  |  | Devipur | RE-4
[5 empty] | Sub-Total |  | 0 | 0 | 0 | 0 | 0 | 0 | 0 | 0 | 0 | 0 | 0
|  |  |  | 26 | (Gatwal Tola) | 1024000 |  |  | 0 | 0 | 0 | 0 | 0 | 0 | 0 | 3ph/1ph | 0.04 | Devipur | RE-4
[5 empty] | Singhjori |  |  |  | 0 | 0 | 0 | 0 | 0 | 0 | 0 |  | 0
[5 empty] | Ramani Tola |  |  |  | 0 | 0 | 0 | 0 | 0 | 0 | 0 |  | 0
[5 empty] | Santhal Tola |  |  |  | 0 | 0 | 0 | 0 | 0 | 0 | 0 |  | 0.36
[5 empty] | Sub-Total |  | 0 | 0 | 0 | 0 | 0 | 0 | 0 | 0 | 0 | 0 | 0.4
|  |  |  | 27 | Barwa (Harijan Tola) | 1024100 |  |  | 0 | 0 | 0 | 0 | 0 | 0 | 0 |  |  | Devipur | RE-4
[5 empty] | Kumhar Tola |  |  |  | 0 | 0 | 0 | 0 | 0 | 0 | 0
[5 empty] | Vokta Tola |  |  |  | 0 | 0 | 0 | 0 | 0 | 0 | 0
[5 empty] | Sub-Total |  | 0 | 0 | 0 | 0 | 0 | 0 | 0 | 0 | 0 | 0 | 0
|  |  |  | 28 | Digharia | 1024200 |  |  | 0 | 0 | 0 | 0 | 0 | 0 | 0 | 3ph/1ph | 0.16 | Jasidih | Kolipahari
[5 empty] | Paschim Tola |  |  |  | 0 | 0 | 0 | 0 | 0 | 0 | 0 |  | 0
[5 empty] | Dakshin Tola |  |  |  | 0 | 0 | 0 | 0 | 0 | 0 | 0
[5 empty] | Sub-Total |  | 0 | 0 | 0 | 0 | 0 | 0 | 0 | 0 | 0 | 0 | 0.16
|  |  |  | 29 | Gokuladi | 1024300 |  |  | 0 | 0 | 0 | 0 | 0 | 0 | 0 | 3ph/1ph | 0.36 | Jasidih | Kolipahari
[5 empty] | Sub-Total |  | 0 | 0 | 0 | 0 | 0 | 0 | 0 | 0 | 0 | 0 | 0.36
|  |  |  | 30 | Alakhjora | 1024400 |  |  | 0 | 0 | 0 | 0 | 0 | 0 | 0 | 3ph/1ph | 0.16 | Jasidih | Kolipahari
[5 empty] | Santhal Tola |  |  |  | 0 | 0 | 0 | 0 | 0 | 0 | 0 | 3ph/1ph | 2.28
[5 empty] | Sub-Total |  | 0 | 0 | 0 | 0 | 0 | 0 | 0 | 0 | 0 | 0 | 2.44
|  |  |  | 31 | Ganuraedih | 1024500 |  |  | 0 | 0 | 0 | 0 | 0 | 0 | 0 | 3ph/1ph | 0.12 | Jasidih | Kolipahari
[5 empty] | Sub-Total |  | 0 | 0 | 0 | 0 | 0 | 0 | 0 | 0 | 0 | 0 | 0.12
|  |  |  | 32 | Dighariya pahar | 1024600 |  |  | 0 | 0 | 0 | 0 | 0 | 0 | 0 | 3ph/1ph | 1.08 | Jasidih | Kolipahari
[5 empty] | Sub-Total |  |  |  | 0 | 0 | 0 | 0 | 0 | 0 | 0 | 0 | 1.08
|  |  |  | 33 | Kakribank (Pandit Tola) | 1024700 |  |  | 0 | 0 | 0 | 0 | 0 | 0 | 0 | 3ph/1ph | 0.16 | Jasidih | Kolipahari
[5 empty] | Mohamdam Tola |  |  |  | 0 | 0 | 0 | 0 | 0 | 0 | 0 | 3ph/1ph | 0.36
[5 empty] | Santhal Tola |  |  |  | 0 | 3 | 0 | 3ph | 48 | 1 | 3 | 3ph | 1.8
[5 empty] | Sub-Total |  | 0 | 0 | 0 | 3 | 0 | 0 | 48 | 1 | 3 | 0 | 2.32
|  |  |  | 34 | Badladih | 1024900 |  |  | 0 | 0 | 0 | 0 | 0 | 0 | 0 | 3ph/1ph | 0.04 | Jasidih | Kolipahari
[5 empty] | Larwa tola |  |  |  | 0 | 0 | 0 | 0 | 0 | 0 | 0 | 3ph/1ph | 0.36
[5 empty] | Sub-Total |  | 0 | 0 | 0 | 0 | 0 | 0 | 0 | 0 | 0 | 0 | 0.4
|  |  |  | 35 | Amarpur | 1025000 |  |  | 0 | 0 | 0 | 0 | 0 | 0 | 0 | 3ph/1ph | 0.4 | Jasidih | Nawadih
[5 empty] | Sub-Total |  | 0 | 0 | 0 | 0 | 0 | 0 | 0 | 0 | 0 | 0 | 0.4
|  |  |  | 36 | Khawasdih | 1025100 |  |  | 0 | 0 | 0 | 0 | 0 | 0 | 0 | 3ph/1ph | 0.4 | Jasidih | Nawadih
[5 empty] | Sub-Total |  | 0 | 0 | 0 | 0 | 0 | 0 | 0 | 0 | 0 | 0 | 0.4
|  |  |  | 37 | Roydi | 1025200 |  |  | 0 | 0 | 0 | 0 | 0 | 0 | 0 | 3ph/1ph | 0.12 | Jasidih | Nawadih
[5 empty] | Harjan Tola |  |  |  | 0 | 0 | 0 | 0 | 0 | 0 | 0 |  | 0
[5 empty] | Uper Tola |  |  |  | 0 | 0 | 0 | 0 | 0 | 0 | 0 | 3ph/1ph | 0.04
[5 empty] | Sub-Total |  | 0 | 0 | 0 | 0 | 0 | 0 | 0 | 0 | 0 | 0 | 0.16
|  |  |  | 38 | Nawandih | 1025300 |  |  | 0 | 0 | 0 | 0 | 0 | 0 | 0 | 3ph/1ph | 0.08 | Jasidih | Nawadih
[5 empty] | Sub-Total |  | 0 | 0 | 0 | 0 | 0 | 0 | 0 | 0 | 0 | 0 | 0.08
|  |  |  | 39 | Bhogtidih (E) | 1025400 |  |  | 0 | 0 | 0 | 0 | 0 | 0 | 0 | 3ph/1ph | 0.4 | Jasidih | Nawadih
[5 empty] | Bhogtidih (W) |  |  |  | 0 | 0 | 0 | 0 | 0 | 0 | 0 | 3ph/1ph | 0.46
[5 empty] | Sub-Total |  | 0 | 0 | 0 | 0 | 0 | 0 | 0 | 0 | 0 | 0 | 0.86
|  |  |  | 40 | Gobindpur | 1025600 |  |  | 0 | 0 | 0 | 0 | 0 | 0 | 0 | 3ph/1ph | 0 | Jasidih | Nawadih
[5 empty] | Gobindpur(W) |  |  |  | 0 | 0 | 0 | 0 | 0 | 0 | 0 | 3ph/1ph | 0.12
[5 empty] | Gobindpur(E) |  |  |  | 0 | 0 | 0 | 0 | 0 | 0 | 0 |  | 0
[5 empty] | Sub-Total |  | 0 | 0 | 0 | 0 | 0 | 0 | 0 | 0 | 0 | 0 | 0.12
|  |  |  | 41 | Baghori | 1025700 |  |  | 0 | 0 | 0 | 0 | 0 | 0 | 0 | 3ph/1ph | 0.12 | Jasidih | Nawadih
[5 empty] | Yadav Tola |  |  |  | 0 | 0 | 0 | 0 | 0 | 0 | 0 | 3ph/1ph | 0.04
[5 empty] | Harijan Tola |  |  |  | 0 | 0 | 0 | 0 | 0 | 0 | 0 | 3ph/1ph | 0.04
[5 empty] | Sub-Total |  | 0 | 0 | 0 | 0 | 0 | 0 | 0 | 0 | 0 | 0 | 0.2
|  |  |  | 42 | Rakudih | 1025800 |  |  | 0 | 0 | 0 | 0 | 0 | 0 | 0 | 3ph/1ph | 0.08 | Jasidih | Nawadih
[5 empty] | Yadav tola |  |  |  | 0 | 0 | 0 | 0 | 0 | 0 | 0 | 3ph/1ph | 0.08
[5 empty] | Sub-Total |  | 0 | 0 | 0 | 0 | 0 | 0 | 0 | 0 | 0 | 0 | 0.16
|  |  |  | 43 | Lodhraydih | 1025900 |  |  | 0 | 0 | 0 | 1ph | 0 | 0 | 0 | 1ph | 0.16 | Jasidih | Nawadih
[5 empty] | Sub-Total |  | 0 | 0 | 0 | 0 | 0 | 0 | 0 | 0 | 0 | 0 | 0.16
|  |  |  | 44 | Dharwadih | 1026000 |  |  | 0 | 0 | 0 | 0 | 0 | 0 | 0 | 3ph/1ph | 0.32 | Jasidih | Nawadih
[5 empty] | Sujan+Tarkati |  |  |  | 0 | 0 | 0 | 0 | 0 | 0 | 0 | 3ph/1ph | 0.16
[5 empty] | Sub-Total |  | 0 | 0 | 0 | 0 | 0 | 0 | 0 | 0 | 0 | 0 | 0.48
|  |  |  | 45 | Radhe Mohdar | 1026100 |  |  | 0 | 0 | 0 | 3ph | 0 | 0 | 0 | 3ph/1ph | 0.44 | Devipur | RE-4
[5 empty] | Harijan Tola |  |  |  | 0 | 0 | 0 | 0 | 0 | 0 | 0 | 3ph/1ph | 0.28
[5 empty] | Sub-Total |  | 0 | 0 | 0 | 0 | 0 | 0 | 0 | 0 | 0 | 0 | 0.72
|  |  |  | 46 | Babudih | 1026300 |  |  | 0 | 0 | 0 | 1ph | 0 | 0 | 0 | 3ph/1ph | 0.44 | Devipur | RE-4
[5 empty] | Sub-Total |  | 0 | 0 | 0 | 0 | 0 | 0 | 0 | 0 | 0 | 0 | 0.44
|  |  |  | 47 | Nokhil Bara | 1026700 |  |  | 0 | 0 | 0 | 0 | 0 | 0 | 0 | 3ph/1ph | 0.28 | Devipur | RE-4
[5 empty] | Santhal-II |  |  |  | 0 | 0 | 0 | 0 | 0 | 0 | 0 | 3ph/1ph | 0.04
[5 empty] | Santhal-I |  |  |  | 0 | 0 | 0 | 0 | 0 | 0 | 0 | 3ph/1ph | 0.08
[5 empty] | Sub-Total |  | 0 | 0 | 0 | 0 | 0 | 0 | 0 | 0 | 0 | 0 | 0.4
|  |  |  | 48 | Ramaldih | 1026900 |  |  | 0 | 0 | 0 | 0 | 0 | 0 | 0 | 3ph/1ph | 1.52 | Devipur | RE-4
[5 empty] | Sub-Total |  | 0 | 0 | 0 | 0 | 0 | 0 | 0 | 0 | 0 | 0 | 1.52
|  |  |  | 49 | Gandhu Chak | 1027100 |  |  | 0 | 0 | 0 | 0 | 0 | 0 | 0 | 3ph/1ph | 0.12 | Devipur | RE-4
[5 empty] | Sub-Total |  | 0 | 0 | 0 | 0 | 0 | 0 | 0 | 0 | 0 | 0 | 0.12
|  |  |  | 50 | Barsatiya Bar | 1027200 |  |  | 0 | 0 | 0 | 0 | 0 | 0 | 0 | 3ph/1ph | 0.04 | Devipur | RE-4
[5 empty] | Sub-Total |  | 0 | 0 | 0 | 0 | 0 | 0 | 0 | 0 | 0 | 0 | 0.04
|  |  |  | 51 | Dhanghar | 1027300 |  |  | 0 | 0 | 0 | 0 | 0 | 0 | 0 |  | 0 | Devipur | RE-4
[5 empty] | Sub-Total |  | 0 | 0 | 0 | 0 | 0 | 0 | 0 | 0 | 0 | 0 | 0
|  |  |  | 52 | Nawadih Chhit | 1027400 |  |  | 0 | 0 | 0 | 1ph | 0 | 0 | 0 | 3ph/1ph | 0.24 | Devipur | RE-4
[5 empty] | Sub-Total |  | 0 | 0 | 0 | 0 | 0 | 0 | 0 | 0 | 0 | 0 | 0.24
|  |  |  | 53 | Panredih | 1027500 |  |  | 0 | 0 | 0 | 0 | 0 | 0 | 0 |  | 0 | Devipur | RE-4
[5 empty] | Sub-Total |  | 0 | 0 | 0 | 0 | 0 | 0 | 0 | 0 | 0 | 0 | 0
|  |  |  | 54 | Basatpur | 1027600 |  |  | 0 | 0 | 0 | 3ph | 0 | 0 | 0 | 3ph/1ph | 0.04 | Devipur | RE-4
[5 empty] | Sub-Total |  | 0 | 0 | 0 | 0 | 0 | 0 | 0 | 0 | 0 | 0 | 0.04
|  |  |  | 55 | Maljhar | 1027700 |  |  | 0 | 0 | 0 | 0 | 0 | 0 | 0 | 3ph/1ph | 0.28 | Devipur | RE-4
[5 empty] | Sub-Total |  | 0 | 0 | 0 | 0 | 0 | 0 | 0 | 0 | 0 | 0 | 0.28
|  |  |  | 56 | Sahri | 1027900 |  |  | 0 | 0 | 0 | 0 | 0 | 0 | 0 | 3ph/1ph | 0.04 | Devipur | RE-4
[5 empty] | Sub-Total |  | 0 | 0 | 0 | 0 | 0 | 0 | 0 | 0 | 0 | 0 | 0.04
|  |  |  | 57 | Chhota Nokhil | 1028200 |  |  | 0 | 0 | 0 | 1ph | 0 | 0 | 0 | 3ph/1ph | 0.16 | Devipur | RE-4
[5 empty] | Yadav Tola |  |  |  | 0 | 0 | 0 | 0 | 0 | 0 | 0 | 3ph/1ph | 0.12
[5 empty] | Santhal Tola |  |  |  | 0 | 0 | 0 | 0 | 0 | 0 | 0 | 3ph/1ph | 0.04
[5 empty] | Sub-Total |  | 0 | 0 | 0 | 0 | 0 | 0 | 0 | 0 | 0 | 0 | 0.32
|  |  |  | 58 | Rajasar | 1028300 |  |  | 0 | 0 | 0 | 0 | 0 | 0 | 0 | 3ph/1ph | 0.04 | Devipur | RE-4
[5 empty] | Kolhaband |  |  |  | 0 | 0 | 0 | 0 | 0 | 0 | 0 |  | 0
[5 empty] | Tandi Tola |  |  |  | 0 | 0 | 0 | 0 | 0 | 0 | 0 | 3ph/1ph | 0.04
[5 empty] | Sub-Total |  | 0 | 0 | 0 | 0 | 0 | 0 | 0 | 0 | 0 | 0 | 0.08
|  |  |  | 59 | Jamni | 1028400 |  |  | 0 | 0 | 0 | 0 | 0 | 0 | 0 | 3ph/1ph | 0.08 | Jasidih | Chandan Fdr-2
[5 empty] | Harijan Tola |  |  |  | 0 | 0 | 0 | 0 | 0 | 0 | 0 | 3ph/1ph | 0.04
[5 empty] | Sub-Total |  | 0 | 0 | 0 | 0 | 0 | 0 | 0 | 0 | 0 | 0 | 0.12
|  |  |  | 60 | Rohini (Gandhi Chwak) | 1028500 |  |  | 0 | 0 | 0 | 0 | 0 | 0 | 0 |  | 0.2 | Jasidih | Chandan Fdr-2
[5 empty] | Barhi Tola |  |  |  | 0 | 0 | 0 | 0 | 0 | 0 | 0 | 3ph/1ph | 0.08
[5 empty] | Mishra Tola |  |  |  | 0 | 0 | 0 | 0 | 0 | 0 | 0 | 3ph/1ph | 0.12
[5 empty] | Ketwal Tola |  |  |  | 0 | 0 | 0 | 0 | 0 | 0 | 0 | 3ph/1ph | 0.24
[5 empty] | Gumti Chawak |  |  |  | 0 | 0 | 0 | 0 | 0 | 0 | 0 | 3ph/1ph | 0.26
[5 empty] | Dewan Tola |  |  |  | 0 | 0 | 0 | 0 | 0 | 0 | 0 | 3ph/1ph | 0.2
[5 empty] | Ajan Tola |  |  |  | 0 | 0 | 0 | 0 | 0 | 0 | 0 | 3ph/1ph | 0.34
[5 empty] | Kumrabad |  |  |  | 0 | 0 | 0 | 0 | 0 | 0 | 0 | 3ph/1ph | 0.31
[5 empty] | Goradih |  |  |  | 0 | 0 | 0 | 0 | 0 | 0 | 0
[5 empty] | Sub-Total |  | 0 | 0 | 0 | 0 | 0 | 0 | 0 | 0 | 0 | 0 | 1.75
|  |  |  | 61 | Ghorlas | 1028600 |  |  | 0 | 0 | 0 | 0 | 0 | 0 | 0 | 3ph/1ph | 0.1 | Jasidih | Chandan Fdr-2
[5 empty] | Roy Tola |  |  |  | 0 | 0 | 0 | 0 | 0 | 0 | 0 | 3ph/1ph | 0.08
[5 empty] | Sub-Total |  | 0 | 0 | 0 | 0 | 0 | 0 | 0 | 0 | 0 | 0 | 0.18
|  |  |  | 62 | Kalipur (Niche Tola) | 1028900 |  |  | 0 | 0 | 0 | 0 | 0 | 0 | 0 | 3ph/1ph | 0.32 | Jasidih | Chandan Fdr-2
[5 empty] | Uper Tola |  |  |  | 0 | 0 | 0 | 0 | 0 | 0 | 0 | 3ph/1ph | 0.16
[5 empty] | Sub-Total |  | 0 | 0 | 0 | 0 | 0 | 0 | 0 | 0 | 0 | 0 | 0.48
|  |  |  | 63 | Sagdaha (Ramani Tola) | 1029000 |  |  | 0 | 0 | 0 | 0 | 0 | 0 | 0 | 3ph/1ph | 0.08 | Jasidih | Chandan Fdr-2
[5 empty] | Dhobi Tola |  |  |  | 0 | 0 | 0 | 0 | 0 | 0 | 0 | 3ph/1ph | 0.12
[5 empty] | Ramani Tola-II |  |  |  | 0 | 0 | 0 | 0 | 0 | 0 | 0 | 3ph/1ph | 0.08
[5 empty] | Das Tola |  |  |  | 0 | 0 | 0 | 0 | 0 | 0 | 0 | 3ph/1ph | 0.04
[5 empty] | Sub-Total |  | 0 | 0 | 0 | 0 | 0 | 0 | 0 | 0 | 0 | 0 | 0.32
|  |  |  | 64 | Tobha Ghat (Adars Tola) | 1029100 |  |  | 0 | 0 | 0 | 0 | 0 | 0 | 0 | 3ph/1ph | 0 | Jasidih | Chandan Fdr-2
[5 empty] | naya Tola |  |  |  | 0 | 0 | 0 | 0 | 0 | 0 | 0 | 3ph/1ph | 0.12
[5 empty] | Muslim Tola-I |  |  |  | 0 | 0 | 0 | 0 | 0 | 0 | 0 | 3ph/1ph | 0.12
[5 empty] | Muslim Tola-II |  |  |  | 0 | 0 | 0 | 0 | 0 | 0 | 0 | 3ph/1ph | 0.2
[5 empty] | Rajput Tola |  |  |  | 0 | 0 | 0 | 0 | 0 | 0 | 0 | 3ph/1ph | 0.28
[5 empty] | Turi Tola |  |  |  | 0 | 0 | 0 | 0 | 0 | 0 | 0 |  | 0
[5 empty] | Rawani Tola |  |  |  | 0 | 0 | 0 | 0 | 0 | 0 | 0 | 3ph/1ph | 0.12
[5 empty] | Sub-Total |  | 0 | 0 | 0 | 0 | 0 | 0 | 0 | 0 | 0 | 0 | 0.84
|  |  |  | 65 | Gangti (Niche Tola) | 1029200 |  |  | 0 | 0 | 0 | 0 | 0 | 0 | 0 | 3ph/1ph | 0.56 | Jasidih | Chandan Fdr-1
[5 empty] | Uper Tola |  |  |  | 0 | 0 | 0 | 0 | 0 | 0 | 0 | 3ph/1ph | 0.08
[5 empty] | Dildar Nagar |  |  |  | 0 | 0 | 0 | 0 | 0 | 0 | 0 | 3ph/1ph | 0.12
[5 empty] | Motipur Tola |  |  |  | 0 | 0 | 0 | 0 | 0 | 0 | 0 | 3ph/1ph | 0.04
[5 empty] | Sub-Total |  | 0 | 0 | 0 | 0 | 0 | 0 | 0 | 0 | 0 | 0 | 0.8
|  |  |  | 66 | Kharhara | 1029400 |  |  | 0 | 0 | 0 | 0 | 0 | 0 | 0 | 3ph/1ph | 0.28 | Jasidih | Chandan Fdr-2
[5 empty] | Das Tola |  |  |  | 0 | 0 | 0 | 0 | 0 | 0 | 0 | 3ph/1ph | 0.24
[5 empty] | Sub-Total |  | 0 | 0 | 0 | 0 | 0 | 0 | 0 | 0 | 0 | 0 | 0.52
|  |  |  | 67 | Nawadih | 1029500 |  |  | 0 | 0 | 0 | 0 | 0 | 0 | 0 |  |  | Jasidih | Chandan Fdr-2
[5 empty] | Sub-Total |  | 0 | 0 | 0 | 0 | 0 | 0 | 0 | 0 | 0 | 0 | 0
|  |  |  | 68 | Sarasani (Das Tola) | 1029600 |  |  | 0 | 0 | 0 | 0 | 0 | 0 | 0 | 3ph/1ph | 0.08 | Jasidih | Chandan Fdr-2
[5 empty] | Mushar Tola |  |  |  | 0 | 0 | 0 | 0 | 0 | 0 | 0 |  | 0
[5 empty] | Bhumihar Tola |  |  |  | 0 | 0 | 0 | 0 | 0 | 0 | 0 | 3ph/1ph | 0.08
[5 empty] | Sub-Total |  | 0 | 0 | 0 | 0 | 0 | 0 | 0 | 0 | 0 | 0 | 0.16
|  |  |  | 69 | Ghaghi (Muslim Tola-I) | 1029700 |  |  | 0 | 0 | 0 | 0 | 0 | 0 | 0 | 3ph/1ph | 0.28 | Jasidih | Chandan Fdr-2
[5 empty] | Mandal Tola |  |  |  | 0 | 0 | 0 | 0 | 0 | 0 | 0 | 3ph/1ph | 0.28
[5 empty] | Muslim Tola-II |  |  |  | 0 | 0 | 0 | 0 | 0 | 0 | 0 |  | 0
[5 empty] | Muslim Tola-III |  |  |  | 0 | 0 | 0 | 0 | 0 | 0 | 0 |  | 0
[5 empty] | Harijan Tola |  |  |  | 0 | 0 | 0 | 0 | 0 | 0 | 0 |  | 0
[5 empty] | Sub-Total |  | 0 | 0 | 0 | 0 | 0 | 0 | 0 | 0 | 0 | 0 | 0.56
|  |  |  | 70 | Darpa | 1029800 |  |  | 0 | 0 | 0 | 0 | 0 | 0 | 0 | 3ph/1ph | 0.16 | Jasidih | Chandan Fdr-2
[5 empty] | Sub-Total |  | 0 | 0 | 0 | 0 | 0 | 0 | 0 | 0 | 0 | 0 | 0.16
|  |  |  | 71 | Bandha Kendua (Muslim Tola) | 1029900 |  |  | 0 | 0 | 0 | 0 | 0 | 0 | 0 | 3ph/1ph | 0.02 | Jasidih | Chandan Fdr-2
[5 empty] | Harijan Tola |  |  |  | 0 | 0 | 0 | 0 | 0 | 0 | 0 |  | 0.1
[5 empty] | Sub-Total |  | 0 | 0 | 0 | 0 | 0 | 0 | 0 | 0 | 0 | 0 | 0.12
|  |  |  | 72 | Chhotadhobna | 1030100 |  |  | 0 | 0 | 0 | 0 | 0 | 0 | 0 | 3ph/1ph | 0.15 | Jasidih | Chandan Fdr-1
[5 empty] | Sub-Total |  | 0 | 0 | 0 | 0 | 0 | 0 | 0 | 0 | 0 | 0 | 0.15
|  |  |  | 73 | Gidha Patharh (Kuswaha Mandal Tola) | 1030400 |  |  | 0 | 0 | 0 | 0 | 0 | 0 | 0 | 3ph/1ph | 0.64 | Jasidih | Chandan Fdr-1
[5 empty] | Paktrohniya |  |  |  | 0 | 0 | 0 | 0 | 0 | 0 | 0 | 3ph/1ph | 0.05
[5 empty] | Santhal Tola |  |  |  | 0 | 0 | 0 | 0 | 0 | 0 | 0 | 3ph/1ph | 0.36
[5 empty] | Sub-Total |  | 0 | 0 | 0 | 0 | 0 | 0 | 0 | 0 | 0 | 0 | 1.05
|  |  |  | 74 | Kusmaha (Nuche Tola) | 1030500 |  |  | 0 | 0 | 0 | 0 | 0 | 0 | 0 | 3ph/1ph | 0.12 | Jasidih | Chandan Fdr-1
[5 empty] | Uper Tola |  |  |  | 0 | 0 | 0 | 0 | 0 | 0 | 0 | 3ph/1ph | 0.12
[5 empty] | Sub-Total |  | 0 | 0 | 0 | 0 | 0 | 0 | 0 | 0 | 0 | 0 | 0.24
|  |  |  | 75 | Daradmara | 1030600 |  |  | 0 | 0 | 0 | 0 | 0 | 0 | 0 | 3ph/1ph | 0.36 | Jasidih | Chandan Fdr-1
[5 empty] | Sub-Total |  | 0 | 0 | 0 | 0 | 0 | 0 | 0 | 0 | 0 | 0 | 0.36
|  |  |  | 76 | Mohanpur urf Ja (Kambetiya) | 1030700 |  |  | 0 | 0 | 0 | 0 | 0 | 0 | 0 |  |  | Jasidih | Chandan Fdr-1
[5 empty] | Mohanpur |  |  |  | 0 | 0 | 0 | 0 | 0 | 0 | 0
[5 empty] | Basbetia |  |  |  | 0 | 0 | 0 | 0 | 0 | 0 | 0 | 3ph/1ph | 0.08
[5 empty] | Sub-Total |  | 0 | 0 | 0 | 0 | 0 | 0 | 0 | 0 | 0 | 0 | 0.08
|  |  |  | 77 | Sarsa -Harijan Tola | 1030900 |  |  | 0 | 0 | 0 | 0 | 0 | 0 | 0 |  | 0 | Jasidih | Chandan Fdr-1
[5 empty] | Jha Tola |  |  |  | 0 | 0 | 0 | 0 | 0 | 0 | 0 | 3ph/1ph | 0.32
[5 empty] | Rajput Tola |  |  |  | 0 | 0 | 0 | 0 | 0 | 0 | 0 | 3ph/1ph | 0.36
[5 empty] | Sub-Total |  | 0 | 0 | 0 | 0 | 0 | 0 | 0 | 0 | 0 | 0 | 0.68
|  |  |  | 78 | Debpur | 1031000 |  |  | 0 | 0 | 0 | 0 | 0 | 0 | 0 | 3ph/1ph | 0.24 | Jasidih | Chandan Fdr-1
[5 empty] | Hanumanpur |  |  |  | 0 | 0 | 0 | 0 | 0 | 0 | 0 | 3ph/1ph | 0.56
[5 empty] | Sub-Total |  | 0 | 0 | 0 | 0 | 0 | 0 | 0 | 0 | 0 | 0 | 0.8
|  |  |  | 79 | Basmandih | 1031100 |  |  | 0 | 0 | 0 | 0 | 0 | 0 | 0 | 3ph/1ph | 0.8 | Jasidih | Chandan Fdr-2
[5 empty] | Sub-Total |  | 0 | 0 | 0 | 0 | 0 | 0 | 0 | 0 | 0 | 0 | 0.8
|  |  |  | 80 | Thakur Tola | 1031200 |  |  | 0 | 0 | 0 | 0 | 0 | 0 | 0 | 3ph/1ph | 0.2 | Jasidih | Chandan Fdr-2
[5 empty] | Sankari |  |  |  | 0 | 0 | 0 | 0 | 0 | 0 | 0 | 3ph/1ph | 0.12
[5 empty] | Bargia Tola |  |  |  | 0 | 0 | 0 | 0 | 0 | 0 | 0 | 3ph/1ph | 0.24
[5 empty] | Pesra Tola |  |  |  | 0 | 0 | 0 | 0 | 0 | 0 | 0 | 3ph/1ph | 0.08
[5 empty] | Sub-Total |  | 0 | 0 | 0 | 0 | 0 | 0 | 0 | 0 | 0 | 0 | 0.64
|  |  |  | 81 | Bisunpur | 1031400 |  |  | 0 | 0 | 0 | 0 | 0 | 0 | 0 | 3ph/1ph | 0.6 | Jasidih | Chandan Fdr-2
[5 empty] | Sub-Total |  | 0 | 0 | 0 | 0 | 0 | 0 | 0 | 0 | 0 | 0 | 0.6
|  |  |  | 82 | Pandanbera | 1031500 |  |  | 0 | 0 | 0 | 0 | 0 | 0 | 0 | 3ph/1ph | 0.2 | Jasidih | Chandan Fdr-2
[5 empty] | Sub-Total |  | 0 | 0 | 0 | 0 | 0 | 0 | 0 | 0 | 0 | 0 | 0.2
|  |  |  | 83 | Nawadih | 1031600 |  |  | 0 | 0 | 0 | 0 | 0 | 0 | 0 | 3ph/1ph | 0.4 | Jasidih | Chandan Fdr-2
[5 empty] | Sub-Total |  | 0 | 0 | 0 | 0 | 0 | 0 | 0 | 0 | 0 | 0 | 0.4
|  |  |  | 84 | Lakra | 1031800 |  |  | 0 | 0 | 0 | 0 | 0 | 0 | 0 |  | 0 | Jasidih | Chandan Fdr-2
[5 empty] | Sub-Total |  | 0 | 0 | 0 | 0 | 0 | 0 | 0 | 0 | 0 | 0 | 0
|  |  |  | 85 | Belatikar | 1032100 |  |  | 0 | 0 | 0 | 0 | 0 | 0 | 0 | 3ph/1ph | 0.08 | Jasidih | Chandan Fdr-2
[5 empty] | Sub-Total |  | 0 | 0 | 0 | 0 | 0 | 0 | 0 | 0 | 0 | 0 | 0.08
|  |  |  | 86 | Piprapoj | 1032200 |  |  | 0 | 0 | 0 | 0 | 0 | 0 | 0 |  | 0 | Jasidih | Chandan Fdr-2
[5 empty] | Sub-Total |  | 0 | 0 | 0 | 0 | 0 | 0 | 0 | 0 | 0 | 0 | 0
|  |  |  | 87 | Purwari Kothia DSS-I | 1032400 |  |  | 0 | 0 | 0 | 0 | 0 | 0 | 0 | 3ph/1ph | 0.04 | Jasidih | Chandan Fdr-2
[5 empty] | Purwari Kothia-DSS-II |  |  |  | 0 | 0 | 0 | 0 | 0 | 0 | 0 | 3ph/1ph | 0.44
[5 empty] | Sub-Total |  | 0 | 0 | 0 | 0 | 0 | 0 | 0 | 0 | 0 | 0 | 0.48
|  |  |  | 88 | Pachhiari Kothia (DSS-1) | 1032500 |  |  | 0 | 0 | 0 | 0 | 0 | 0 | 0 | 3ph/1ph | 0.4 | Jasidih | Chandan Fdr-2
[5 empty] | Pachhiari Kothia (DSS-II) |  |  |  | 0 | 0 | 0 | 0 | 0 | 0 | 0 | 3ph/1ph | 0.44
[5 empty] | Pachhiari Kothia (DSS-III) |  |  |  | 0 | 0 | 0 | 0 | 0 | 0 | 0 | 3ph/1ph | 0.16
[5 empty] | Sub-Total |  | 0 | 0 | 0 | 0 | 0 | 0 | 0 | 0 | 0 | 0 | 1
|  |  |  | 89 | Garibkhil | 1032600 |  |  | 0 | 0 | 0 | 0 | 0 | 0 | 0 | 3ph/1ph | 0.12 | Jasidih | Chandan Fdr-2
[5 empty] | Sub-Total |  | 0 | 0 | 0 | 0 | 0 | 0 | 0 | 0 | 0 | 0 | 0.12
|  |  |  | 90 | Gidhni | 1032700 |  |  | 0 | 0 | 0 | 0 | 0 | 0 | 0 | 3ph/1ph | 0.44 | Jasidih | Chandan Fdr-2
[5 empty] | Sub-Total |  | 0 | 0 | 0 | 0 | 0 | 0 | 0 | 0 | 0 | 0 | 0.44
|  |  |  | 91 | Pachrukhi | 1032800 |  |  | 0 | 0 | 0 | 0 | 0 | 0 | 0 | 3ph/1ph | 0.24 | Jasidih | Chandan Fdr-2
[5 empty] | Sub-Total |  | 0 | 0 | 0 | 0 | 0 | 0 | 0 | 0 | 0 | 0 | 0.24
|  |  |  | 92 | Gopalpur (Main Gopalpur) | 1032900 |  |  | 0 | 0 | 0 | 0 | 0 | 0 | 0 | 3ph/1ph | 0.52 | Jasidih | Chandan Fdr-2
[5 empty] | Kurwa Gopalpur |  |  |  | 0 | 0 | 0 | 0 | 0 | 0 | 0 | 3ph/1ph | 0.24
[5 empty] | Sub-Total |  | 0 | 0 | 0 | 0 | 0 | 0 | 0 | 0 | 0 | 0 | 0.76
|  |  |  | 93 | Kumaitha (Harijan tola) | 1033000 |  |  | 0 | 0 | 0 | 0 | 0 | 0 | 0 |  | 0 | Jasidih | Chandan Fdr-2
[5 empty] | Sharma tola |  |  |  | 0 | 0 | 0 | 0 | 0 | 0 | 0 | 3ph/1ph | 0.12
[5 empty] | Sub-Total |  | 0 | 0 | 0 | 0 | 0 | 0 | 0 | 0 | 0 | 0 | 0.12
|  |  |  | 94 | Ratanpur (Pachpuniya Tola) | 1033100 |  |  | 0 | 0 | 0 | 0 | 0 | 0 | 0 | 3ph/1ph | 0.31 | Jasidih | Chandan Fdr-2
[5 empty] | Bhumihar Tola |  |  |  | 0 | 0 | 0 | 0 | 0 | 0 | 0 | 3ph/1ph | 0.15
[5 empty] | Pujhar Tola |  |  |  | 0 | 0 | 0 | 0 | 0 | 0 | 0 | 3ph/1ph | 0.24
[5 empty] | Harijan Tola |  |  |  | 0 | 0 | 0 | 0 | 0 | 0 | 0 | 3ph/1ph | 0.16
[5 empty] | Bhumihar Tola-II |  |  |  | 0 | 0 | 0 | 0 | 0 | 0 | 0 | 3ph/1ph | 0.08
[5 empty] | Uper Tola |  |  |  | 0 | 0 | 0 | 0 | 0 | 0 | 0 | 3ph/1ph | 0.24
[5 empty] | Sub-Total |  | 0 | 0 | 0 | 0 | 0 | 0 | 0 | 0 | 0 | 0 | 1.18
|  |  |  | 95 | Chamaridih | 1033200 |  |  | 0 | 0 | 0 | 0 | 0 | 0 | 0 | 3ph/1ph | 0.32 | Jasidih | Chandan Fdr-2
[5 empty] | Sub-Total |  | 0 | 0 | 0 | 0 | 0 | 0 | 0 | 0 | 0 | 0 | 0.32
|  |  |  | 96 | Mahesmara | 1033300 |  |  | 0 | 0 | 0 | 0 | 0 | 0 | 0 | 3ph/1ph | 0.8 | Jasidih | Chandan Fdr-2
[5 empty] | Sub-Total |  | 0 | 0 | 0 | 0 | 0 | 0 | 0 | 0 | 0 | 0 | 0.8
|  |  |  | 97 | Salonatanr (Uper) | 1033600 |  |  | 0 | 0 | 0 | 0 | 0 | 0 | 0 | 3ph/1ph | 0.9 | Jasidih | Nawadih
[5 empty] | Beech |  |  |  | 0 | 0 | 0 | 0 | 0 | 0 | 0 | 3ph/1ph | 1
[5 empty] | Neeche |  |  |  | 0 | 0 | 0 | 0 | 0 | 0 | 0 | 3ph/1ph | 0.6
[5 empty] | Sub-Total |  | 0 | 0 | 0 | 0 | 0 | 0 | 0 | 0 | 0 | 0 | 2.5
|  |  |  | 98 | Chandajori | 1033700 |  |  | 0 | 0 | 0 | 0 | 0 | 0 | 0 | 3ph/1ph | 0.04 | Jasidih | Nawadih
[5 empty] | Pari Tola |  |  |  | 0 | 0 | 0 | 0 | 0 | 0 | 0 | 3ph/1ph | 0.24
[5 empty] | Sub-Total |  | 0 | 0 | 0 | 0 | 0 | 0 | 0 | 0 | 0 | 0 | 0.28
|  |  |  | 99 | Singhua (Uper Tola) | 1033800 |  |  | 0 | 0 | 0 | 0 | 0 | 0 | 0 | 3ph/1ph | 0.06 | Jasidih | Nawadih
[5 empty] | Niche Tola |  |  |  | 0 | 0 | 0 | 0 | 0 | 0 | 0 | 3ph/1ph | 0.08
[5 empty] | Pandit Tola |  |  |  | 0 | 0 | 0 | 0 | 0 | 0 | 0 | 3ph/1ph | 0.08
[5 empty] | Sub-Total |  | 0 | 0 | 0 | 0 | 0 | 0 | 0 | 0 | 0 | 0 | 0.22
|  |  |  | 100 | Kunjisar | 1033900 |  |  | 0 | 0 | 0 | 0 | 0 | 0 | 0 |  | 0 | Jasidih | Nawadih
[5 empty] | Sub-Total |  | 0 | 0 | 0 | 0 | 0 | 0 | 0 | 0 | 0 | 0 | 0
|  |  |  | 101 | Malodiha | 1034000 |  |  | 0 | 0 | 0 | 0 | 0 | 0 | 0 |  |  | Jasidih | Nawadih
[5 empty] | Sub-Total |  | 0 | 0 | 0 | 0 | 0 | 0 | 0 | 0 | 0 | 0 | 0
|  |  |  | 102 | Rupsagar Chhit | 1034100 |  |  | 0 | 0 | 0 | 0 | 0 | 0 | 0 | 3ph/1ph | 0.08 | Jasidih | Nawadih
[5 empty] | Sub-Total |  | 0 | 0 | 0 | 0 | 0 | 0 | 0 | 0 | 0 |  | 0.08
|  |  |  | 103 | Kanpur | 1034200 |  |  | 0 | 0 | 0 | 0 | 0 | 0 | 0 | 3ph/1ph | 0.68 | Jasidih | Nawadih
[5 empty] | Sub-Total |  | 0 | 0 | 0 | 0 | 0 | 0 | 0 | 0 | 0 | 0 | 0.68
|  |  |  | 104 | Gosaidih | 1034300 |  |  | 0 | 0 | 0 | 0 | 0 | 0 | 0 | 3ph/1ph | 0.08 | Jasidih | Nawadih
[5 empty] | South Tola |  |  |  | 0 | 0 | 0 | 0 | 0 | 0 | 0 | 3ph/1ph | 0.24
[5 empty] | Sub-Total |  | 0 | 0 | 0 | 0 | 0 | 0 | 0 | 0 | 0 | 0 | 0.32
|  |  |  | 105 | Niche Tola | 1034400 |  |  | 0 | 0 | 0 | 0 | 0 | 0 | 0 | 3ph/1ph | 0.52 | Jasidih | Nawadih
[5 empty] | Sarmul |  |  |  | 0 | 0 | 0 | 0 | 0 | 0 | 0 | 3ph/1ph | 0.2
[5 empty] | Sub-Total |  | 0 | 0 | 0 | 0 | 0 | 0 | 0 | 0 | 0 | 0 | 0.72
|  |  |  | 106 | Niche Tola | 1034500 |  |  | 0 | 0 | 0 | 0 | 0 | 0 | 0 | 3ph/1ph | 0.56 | Jasidih | Nawadih
[5 empty] | Rupsagar |  |  |  | 0 | 0 | 0 | 0 | 0 | 0 | 0 | 3ph/1ph | 0.08
[5 empty] | Sub-Total |  | 0 | 0 | 0 | 0 | 0 | 0 | 0 | 0 | 0 | 0 | 0.64
|  |  |  | 107 | Mohanpur | 1034600 |  |  | 0 | 0 | 0 | 0 | 0 | 0 | 0 | 3ph/1ph | 0.08 | Jasidih | Nawadih
[5 empty] | Sub-Total |  | 0 | 0 | 0 | 0 | 0 | 0 | 0 | 0 | 0 | 0 | 0.08
|  |  |  | 108 | Gulipathar | 1034900 |  |  | 0 | 0 | 0 | 0 | 0 | 0 | 0 | 3ph/1ph | 0.48 | Jasidih | Nawadih
[5 empty] | Shahi tola |  |  |  | 0 | 0 | 0 | 0 | 0 | 0 | 0 | 3ph/1ph | 0.16
[5 empty] | Sub-Total |  | 0 | 0 | 0 | 0 | 0 | 0 | 0 | 0 | 0 | 0 | 0.64
|  |  |  | 109 | Basmata | 1035000 |  |  | 0 | 0 | 0 | 0 | 0 | 0 | 0 | 3ph/1ph | 0 | Jasidih | Nawadih
[5 empty] | Koiri Tola |  |  |  | 0 | 0 | 0 | 0 | 0 | 0 | 0 |  | 0
[5 empty] | Harijan Tola |  |  |  | 0 | 0 | 0 | 0 | 0 | 0 | 0 | 3ph/1ph | 0.08
[5 empty] | Kumhar Tola |  |  |  | 0 | 0 | 0 | 0 | 0 | 0 | 0 |  | 0
[5 empty] | Sonar Tola |  |  |  | 0 | 0 | 0 | 0 | 0 | 0 | 0 | 3ph/1ph | 0.08
[5 empty] | Sub-Total |  | 0 | 0 | 0 | 0 | 0 | 0 | 0 | 0 | 0 | 0 | 0.16
|  |  |  | 110 | Janakpur | 1035200 |  |  | 0 | 0 | 0 | 0 | 0 | 0 | 0 | 3ph/1ph | 0.04 | Jasidih | Nawadih
[5 empty] | Harijan Tola |  |  |  | 0 | 0 | 0 | 0 | 0 | 0 | 0 | 3ph/1ph | 0.28
[5 empty] | Sub-Total |  | 0 | 0 | 0 | 0 | 0 | 0 | 0 | 0 | 0 | 0 | 0.32
|  |  |  | 111 | Tewaridih (Tiwari Tola) | 1035300 |  |  | 0 | 0 | 0 | 0 | 0 | 0 | 0 | 3ph/1ph | 0.04 | Jasidih | Nawadih
[5 empty] | Ramani Tola |  |  |  | 0 | 0 | 0 | 0 | 0 | 0 | 0 | 3ph/1ph | 0.16
[5 empty] | Sub-Total |  | 0 | 0 | 0 | 0 | 0 | 0 | 0 | 0 | 0 | 0 | 0.2
|  |  |  | 112 | Karto Modidih | 1035400 |  |  | 0 | 0 | 0 | 0 | 0 | 0 | 0 | 3ph/1ph | 0.32 | Jasidih | Nawadih
[5 empty] | Sub-Total |  | 0 | 0 | 0 | 0 | 0 | 0 | 0 | 0 | 0 | 0 | 0.32
|  |  |  | 113 | Jogdiha (Roy dih) | 1035600 |  |  | 0 | 0 | 0 | 0 | 0 | 0 | 0 | 3ph/1ph | 0.2 | Jasidih | Nawadih
[5 empty] | Harijan Tola |  |  |  | 0 | 0 | 0 | 0 | 0 | 0 | 0 | 3ph/1ph | 0.32
[5 empty] | Sub-Total |  | 0 | 0 | 0 | 0 | 0 | 0 | 0 | 0 | 0 | 0 | 0.52
|  |  |  | 114 | Ojha Jamua (Brahmaan Tola) | 1035800 |  |  | 0 | 0 | 0 | 0 | 0 | 0 | 0 |  | 0 | Jasidih | Nawadih
[5 empty] | Nai Tola |  |  |  | 0 | 0 | 0 | 0 | 0 | 0 | 0 |  | 0
[5 empty] | Roy Tola |  |  |  | 0 | 0 | 0 | 0 | 0 | 0 | 0 | 3ph/1ph | 0.2
[5 empty] | Harijan Tola |  |  |  | 0 | 0 | 0 | 0 | 0 | 0 | 0 | 3ph/1ph | 0.24
[5 empty] | Muslim Tola |  |  |  | 0 | 0 | 0 | 0 | 0 | 0 | 0 | 3ph/1ph | 0.08
[5 empty] | Mahato Tola |  |  |  | 0 | 0 | 0 | 0 | 0 | 0 | 0 |  | 0
[5 empty] | Sub-Total |  | 0 | 0 | 0 | 0 | 0 | 0 | 0 | 0 | 0 | 0 | 0.52
|  |  |  | 115 | Gonardih (Niche Tola) | 1035900 |  |  | 0 | 0 | 0 | 0 | 0 | 0 | 0 | 3ph/1ph | 0.08 | Devipur | RE-35
[5 empty] | Uper Tola |  |  |  | 0 | 0 | 0 | 0 | 0 | 0 | 0 | 3ph/1ph | 0.4
[5 empty] | Sub-Total |  | 0 | 0 | 0 | 0 | 0 | 0 | 0 | 0 | 0 | 0 | 0.48
|  |  |  | 116 | Patardi- Harijan Tola-I | 1036100 |  |  | 0 | 0 | 0 | 0 | 0 | 0 | 0 |  | 0 | Devipur | RE-35
[5 empty] | Paschim Tola |  |  |  | 0 | 0 | 0 | 0 | 0 | 0 | 0 | 3ph/1ph | 0.08
[5 empty] | Harijan Tola-II |  |  |  | 0 | 0 | 0 | 0 | 0 | 0 | 0 | 3ph/1ph | 0.16
[5 empty] | Sarma Tola |  |  |  | 0 | 0 | 0 | 0 | 0 | 0 | 0 | 3ph/1ph | 0.2
[5 empty] | Yadav Tola |  |  |  | 0 | 0 | 0 | 0 | 0 | 0 | 0 | 3ph/1ph | 0.04
[5 empty] | Uper Tola |  |  |  | 0 | 0 | 0 | 0 | 0 | 0 | 0 | 3ph/1ph | 0.12
[5 empty] | Uper Harijan Tola |  |  |  | 0 | 0 | 0 | 0 | 0 | 0 | 0 |  | 0
[5 empty] | Sub-Total |  | 0 | 0 | 0 | 0 | 0 | 0 | 0 | 0 | 0 | 0 | 0.6
|  |  |  | 117 | Lalpur | 1036300 |  |  | 0 | 0 | 0 | 0 | 0 | 0 | 0 | 3ph/1ph | 0.16 | Jasidih | Nawadih
[5 empty] | Mushhar Tola |  |  |  | 0 | 0 | 0 | 0 | 0 | 0 | 0 | 3ph/1ph | 0.16
[5 empty] | Mahato Tola |  |  |  | 0 | 0 | 0 | 0 | 0 | 0 | 0 |  | 0
[5 empty] | Mushar Tola R D |  |  |  | 0 | 0 | 0 | 0 | 0 | 0 | 0 | 3ph/1ph | 0.12
[5 empty] | Sub-Total |  | 0 | 0 | 0 | 0 | 0 | 0 | 0 | 0 | 0 | 0 | 0.44
|  |  |  | 118 | Daulatpur | 1036400 |  |  | 0 | 0 | 0 | 0 | 0 | 0 | 0 | 3ph/1ph | 0.08 | Jasidih | Nawadih
[5 empty] | Sub-Total |  | 0 | 0 | 0 | 0 | 0 | 0 | 0 | 0 | 0 | 0 | 0.08
|  |  |  | 119 | Popidih | 1036500 |  |  | 0 | 0 | 0 | 0 | 0 | 0 | 0 |  |  | Jasidih | Nawadih
[5 empty] | Sub-Total |  | 0 | 0 | 0 | 0 | 0 | 0 | 0 | 0 | 0 | 0 | 0
|  |  |  | 120 | Nawadih | 1036600 |  |  | 0 | 0 | 0 | 0 | 0 | 0 | 0 |  |  | Jasidih | Nawadih
[5 empty] | Sub-Total |  | 0 | 0 | 0 | 0 | 0 | 0 | 0 | 0 | 0 | 0 | 0
|  |  |  | 121 | Hathiara | 1036800 |  |  | 0 | 0 | 0 | 0 | 0 | 0 | 0 | 3ph/1ph | 0.24 | Jasidih | Nawadih
[5 empty] | Chodhary Tola |  |  |  | 0 | 0 | 0 | 0 | 0 | 0 | 0 | 3ph/1ph | 0.24
[5 empty] | Harijan Tola |  |  |  | 0 | 0 | 0 | 0 | 0 | 0 | 0 |  | 0
[5 empty] | Sub-Total |  | 0 | 0 | 0 | 0 | 0 | 0 | 0 | 0 | 0 | 0 | 0.48
|  |  |  | 122 | Sangramloria (Upper Tola) | 1037000 |  |  | 0 | 0 | 0 | 0 | 0 | 0 | 0 | 3ph/1ph | 0.28 | Devipur | RE-35
[5 empty] | Niche Tola |  |  |  | 0 | 0 | 0 | 0 | 0 | 0 | 0 | 3ph/1ph | 0.2
[5 empty] | Gobindpur Tola |  |  |  | 0 | 0 | 0 | 0 | 0 | 0 | 0 | 3ph/1ph | 0.04
[5 empty] | Sub-Total |  | 0 | 0 | 0 | 0 | 0 | 0 | 0 | 0 | 0 | 0 | 0.52
|  |  |  | 123 | Sankrigali | 1037300 |  |  | 0 | 0 | 0 | 0 | 0 | 0 | 0 | 3ph/1ph | 0.32 | Devipur | RE-35
[5 empty] | Sub-Total |  | 0 | 0 | 0 | 0 | 0 | 0 | 0 | 0 | 0 | 0 | 0.32
|  |  |  | 124 | Malidih | 1038500 |  |  | 0 | 0 | 0 | 0 | 0 | 0 | 0 | 3ph/1ph | 0.28 | Devipur | RE-35
[5 empty] | Sub-Total |  | 0 | 0 | 0 | 0 | 0 | 0 | 0 | 0 | 0 | 0 | 0.28
|  |  |  | 125 | Chichahra (Uper Tola) | 1039200 |  |  | 0 | 0 | 0 | 0 | 0 | 0 | 0 | 3ph/1ph | 0.08 | Devipur | RE-35
[5 empty] | Niche Tola |  |  |  | 0 | 0 | 0 | 0 | 0 | 0 | 0 | 3ph/1ph | 0.08
[5 empty] | Chapraheya Tola |  |  |  | 0 | 0 | 0 | 0 | 0 | 0 | 0 | 3ph/1ph | 0.08
[5 empty] | Sub-Total |  | 0 | 0 | 0 | 0 | 0 | 0 | 0 | 0 | 0 | 0 | 0.24
|  |  |  | 126 | Masnudih | 1041700 |  |  | 0 | 0 | 0 | 0 | 0 | 0 | 0 |  |  | Devipur | RE-35
[5 empty] | Sub-Total |  | 0 | 0 | 0 | 0 | 0 | 0 | 0 | 0 | 0 | 0 | 0
|  |  |  | 127 | Dhawatanr | 1041900 |  |  | 0 | 0 | 0 | 0 | 0 | 0 | 0 |  | 0 | Devipur | RE-35
[5 empty] | Sub-Total |  | 0 | 0 | 0 | 0 | 0 | 0 | 0 | 0 | 0 | 0 | 0
|  |  |  | 128 | Simra | 1042000 |  |  | 0 | 0 | 0 | 0 | 0 | 0 | 0 | 3ph/1ph | 0.12 | Devipur | RE-35
[5 empty] | Niche Tola |  |  |  | 0 | 0 | 0 | 0 | 0 | 0 | 0 | 3ph/1ph | 0.12
[5 empty] | Harijan Tola |  |  |  | 0 | 0 | 0 | 0 | 0 | 0 | 0 |  | 0
[5 empty] | Bich Tola |  |  |  | 0 | 0 | 0 | 0 | 0 | 0 | 0 |  | 0
[5 empty] | Bharampur |  |  |  | 0 | 0 | 0 | 0 | 0 | 0 | 0 | 3ph/1ph | 0.52
[5 empty] | Sub-Total |  | 0 | 0 | 0 | 0 | 0 | 0 | 0 | 0 | 0 | 0 | 0.76
|  |  |  | 129 | Kusmil(Uper tola) | 1042100 |  |  | 0 | 0 | 0 | 0 | 0 | 0 | 0 | 3ph/1ph | 0.24 | Devipur | RE-35
[5 empty] | Dakshin tola |  |  |  | 0 | 0 | 0 | 0 | 0 | 0 | 0 |  | 0
[5 empty] | Harijan tola |  |  |  | 2 | 0 | 0 | 1ph | 20 | 0.3 | 2 | 3ph/1ph | 0.4
[5 empty] | Sub-Total |  | 0 | 0 | 2 | 0 | 0 | 0 | 20 | 0.3 | 2 | 0 | 0.64
|  |  |  | 130 | Udaipur | 1042200 |  |  | 0 | 0 | 0 | 0 | 0 | 0 | 0 | 3ph/1ph | 0.4 | Devipur | RE-35
[5 empty] | Mahtodih |  |  |  | 0 | 0 | 0 | 0 | 0 | 0 | 0 |  | 0
[5 empty] | Sub-Total |  | 0 | 0 | 0 | 0 | 0 | 0 | 0 | 0 | 0 | 0 | 0.4
|  |  |  | 131 | Kurumtanr (Yadav Tola) | 1042600 |  |  | 0 | 0 | 0 | 0 | 0 | 0 | 0 |  | 0 | Devipur | RE-35
[5 empty] | Harijan Tola |  |  |  | 0 | 0 | 0 | 0 | 0 | 0 | 0 |  | 0
[5 empty] | Yadav Tola-II |  |  |  | 0 | 0 | 0 | 0 | 0 | 0 | 0 | 3ph/1ph | 0.16
[5 empty] | Sub-Total |  | 0 | 0 | 0 | 0 | 0 | 0 | 0 | 0 | 0 | 0 | 0.16
|  |  |  | 132 | Satar | 1042700 |  |  | 0 | 0 | 0 | 0 | 0 | 0 | 0 |  |  | Devipur | RE-35
[5 empty] | Sub-Total |  | 0 | 0 | 0 | 0 | 0 | 0 | 0 | 0 | 0 | 0 | 0
|  |  |  | 133 | Satariya (Brahman Tola) | 1042900 |  |  | 0 | 0 | 0 | 0 | 0 | 0 | 0 | 3ph/1ph | 0.12 | Devipur | RE-35
[5 empty] | Harijan Tola |  |  |  | 0 | 0 | 0 | 0 | 0 | 0 | 0 | 3ph/1ph | 0.12
[5 empty] | Sub-Total |  | 0 | 0 | 0 | 0 | 0 | 0 | 0 | 0 | 0 | 0 | 0.24
|  |  |  | 134 | Baijnathpur (Rewari Tola+ Brahman Tola) | 1043000 |  |  | 0 | 0 | 0 | 0 | 0 | 0 | 0 |  | 0 | Devipur | RE-35
[5 empty] | Harijan Tola |  |  |  | 0 | 0 | 0 | 0 | 0 | 0 | 0 |  | 0
[5 empty] | Das Tola |  |  |  | 0 | 0 | 0 | 0 | 0 | 0 | 0 | 3ph/1ph | 0.08
[5 empty] | Sub-Total |  | 0 | 0 | 0 | 0 | 0 | 0 | 0 | 0 | 0 | 0 | 0.08
|  |  |  | 135 | Malpur | 1043100 |  |  | 0 | 0 | 0 | 0 | 0 | 0 | 0 | 3ph/1ph | 0.16 | Devipur | RE-35
[5 empty] | Sub-Total |  | 0 | 0 | 0 | 0 | 0 | 0 | 0 | 0 | 0 | 0 | 0.16
|  |  |  | 136 | Misirjamua (Misir Tola) | 1043200 |  |  | 0 | 0 | 0 | 0 | 0 | 0 | 0 | 3ph/1ph | 0.08 | Devipur | RE-35
[5 empty] | Niche Tola |  |  |  | 0 | 0 | 0 | 0 | 0 | 0 | 0 | 3ph/1ph | 0.08
[5 empty] | Naya Tola |  |  |  | 0 | 0 | 0 | 0 | 0 | 0 | 0 | 3ph/1ph | 0.24
[5 empty] | Harijan Tola |  |  |  | 0 | 0 | 0 | 0 | 0 | 0 | 0 |  | 0
[5 empty] | Sub-Total |  | 0 | 0 | 0 | 0 | 0 | 0 | 0 | 0 | 0 | 0 | 0.4
|  |  |  | 137 | Satarkharpas | 1043500 |  |  | 0 | 0 | 0 | 0 | 0 | 0 | 0 | 3ph/1ph | 0.4 | Devipur | RE-35
[5 empty] | Sub-Total |  | 0 | 0 | 0 | 0 | 0 | 0 | 0 | 0 | 0 | 0 | 0.4
|  |  |  | 138 | Chochawa | 1043600 |  |  | 0 | 0 | 0 | 0 | 0 | 0 | 0 | 3ph/1ph | 0.04 | Devipur | RE-35
[5 empty] | Sub-Total |  | 0 | 0 | 0 | 0 | 0 | 0 | 0 | 0 | 0 | 0 | 0.04
|  |  |  | 139 | Singhpur Jogidih | 1044000 |  |  | 0 | 0 | 0 | 0 | 0 | 0 | 0 | 3ph/1ph | 0.04 | Baijnathpur | Kunda
[5 empty] | Sub-Total |  | 0 | 0 | 0 | 0 | 0 | 0 | 0 | 0 | 0 | 0 | 0.04
|  |  |  | 140 | Ambatanr (Harijan Tola) | 1044200 |  |  | 0 | 0 | 0 | 0 | 0 | 0 | 0 | 3ph/1ph | 0.04 | Baijnathpur | Kunda
[5 empty] | Yadav Tola |  |  |  | 0 | 0 | 0 | 0 | 0 | 0 | 0 |  | 0
[5 empty] | Sub-Total |  | 0 | 0 | 0 | 0 | 0 | 0 | 0 | 0 | 0 | 0 | 0.04
|  |  |  | 141 | Chitolorhiya (Punadi Tola) | 1044400 |  |  | 0 | 0 | 0 | 0 | 0 | 0 | 0 | 3ph/1ph | 0.8 | Baijnathpur | Kunda
[5 empty] | Uper Tola |  |  |  | 0 | 0 | 0 | 0 | 0 | 0 | 0 | 3ph/1ph | 1.2
[5 empty] | Boro Tola |  |  |  | 0 | 0 | 0 | 0 | 0 | 0 | 0 |  | 0
[5 empty] | Sub-Total |  |  |  | 0 | 0 | 0 | 0 | 0 | 0 | 0 |  | 0
|  |  |  | 142 | Guglidih | 1044500 |  |  | 0 | 0 | 0 | 0 | 0 | 0 | 0 | 3ph/1ph | 0.36 | Baijnathpur | Kunda
[5 empty] | Sub-Total |  | 0 | 0 | 0 | 0 | 0 | 0 | 0 | 0 | 0 | 0 | 0.36
|  |  |  | 143 | Kariyasa (Nicha Tola | 1044600 |  |  | 0 | 0 | 0 | 0 | 0 | 0 | 0 | 3ph/1ph | 0.36 | Baijnathpur | Kunda
[5 empty] | Uper Tola |  |  |  | 0 | 0 | 0 | 0 | 0 | 0 | 0 | 3ph/1ph | 0.6
[5 empty] | Sub-Total |  | 0 | 0 | 0 | 0 | 0 | 0 | 0 | 0 | 0 | 0 | 0.96
|  |  |  | 144 | Debnathdih | 1044700 |  |  | 0 | 0 | 0 | 0 | 0 | 0 | 0 | 3ph/1ph | 0.2 | Baijnathpur | Kunda
[5 empty] | Sub-Total |  | 0 | 0 | 0 | 0 | 0 | 0 | 0 | 0 | 0 | 0 | 0.2
|  |  |  | 145 | Tharhidalanpur (Harijan Tola) | 1044800 |  |  | 0 | 0 | 0 | 0 | 0 | 0 | 0 |  | 0 | Baijnathpur | Kunda
[5 empty] | Dube Tola |  |  |  | 0 | 0 | 0 | 0 | 0 | 0 | 0 |  | 0
[5 empty] | Ramani Tola |  |  |  | 0 | 0 | 0 | 0 | 0 | 0 | 0 |  | 0
[5 empty] | Muslim Tola |  |  |  | 0 | 0 | 0 | 0 | 0 | 0 | 0 |  | 0
[5 empty] | Sub-Total |  | 0 | 0 | 0 | 0 | 0 | 0 | 0 | 0 | 0 | 0 | 0
|  |  |  | 146 | Bhandar Kola (Muslim Tola) | 1045000 |  |  | 0 | 0 | 0 | 0 | 0 | 0 | 0 |  | 0 | Baijnathpur | Kunda
[5 empty] | Mandal Tola |  |  |  | 0 | 0 | 0 | 0 | 0 | 0 | 0 |  | 0
[5 empty] | Yadav Tola |  |  |  | 0 | 0 | 0 | 0 | 0 | 0 | 0 | 3ph/1ph | 0.04
[5 empty] | Sub-Total |  | 0 | 0 | 0 | 0 | 0 | 0 | 0 | 0 | 0 | 0 | 0.04
|  |  |  | 147 | Katia | 1045100 |  |  | 0 | 0 | 0 | 0 | 0 | 0 | 0 |  | 0.88 | Baijnathpur | Kunda
[5 empty] | Katia Chitt |  |  |  | 0 | 0 | 0 | 0 | 0 | 0 | 0 |  | 0.04
[5 empty] | Sub-Total |  | 0 | 0 | 0 | 0 | 0 | 0 | 0 | 0 | 0 | 0 | 0.92
|  |  |  | 148 | Sundari | 1045200 |  |  | 0 | 0 | 0 | 0 | 0 | 0 | 0 | 3ph/1ph | 0.28 | Baijnathpur | Kunda
[5 empty] | Yadav Tola |  |  |  | 0 | 0 | 0 | 0 | 0 | 0 | 0 | 3ph/1ph | 0.2
[5 empty] | Sub-Total |  | 0 | 0 | 0 | 0 | 0 | 0 | 0 | 0 | 0 | 0 | 0.48
|  |  |  | 149 | Kunda | 1045400 |  |  | 0 | 0 | 0 | 0 | 0 | 0 | 0 | 3ph/1ph | 0.04 | Baijnathpur | Kunda
[5 empty] | Sub-Total |  | 0 | 0 | 0 | 0 | 0 | 0 | 0 | 0 | 0 | 0 | 0.04
|  |  |  | 150 | Kanijor | 1045700 |  |  | 0 | 0 | 0 | 0 | 0 | 0 | 0 | 3ph/1ph | 0.24 | Baijnathpur | Kunda
[5 empty] | Sub-Total |  | 0 | 0 | 0 | 0 | 0 | 0 | 0 | 0 | 0 | 0 | 0.24
|  |  |  | 151 | Jatahi | 1045800 |  |  | 0 | 0 | 0 | 0 | 0 | 0 | 0 |  |  | Jasidih | Nawadih
[5 empty] | Sub-Total |  | 0 | 0 | 0 | 0 | 0 | 0 | 0 | 0 | 0 | 0 | 0
|  |  |  | 152 | Baghmara | 1045900 |  |  | 0 | 0 | 0 | 0 | 0 | 0 | 0 |  | 0 | Jasidih | Nawadih
[5 empty] | Sub-Total |  | 0 | 0 | 0 | 0 | 0 | 0 | 0 | 0 | 0 | 0 | 0
|  |  |  | 153 | Baijnathpur | 1046000 |  |  | 0 | 0 | 0 | 0 | 0 | 0 | 0 |  | 0 | Jasidih | Nawadih
[5 empty] | Sub-Total |  | 0 | 0 | 0 | 0 | 0 | 0 | 0 | 0 | 0 | 0 | 0
|  |  |  | 154 | Karhanibad | 1046100 |  |  | 0 | 0 | 0 | 0 | 0 | 0 | 0 | 3ph/1ph | 0.76 | Baijnathpur | Kunda
[5 empty] | Sub-Total |  | 0 | 0 | 0 | 0 | 0 | 0 | 0 | 0 | 0 | 0 | 0.76
|  |  |  | 155 | Tetariya (Yadav Tola) | 1046300 |  |  | 0 | 0 | 0 | 0 | 0 | 0 | 0 | 3ph/1ph | 0.08 | Baijnathpur | Kunda
[5 empty] | Harijan Tola |  |  |  | 0 | 0 | 0 | 0 | 0 | 0 | 0 |  | 0
[5 empty] | Sub-Total |  | 0 | 0 | 0 | 0 | 0 | 0 | 0 | 0 | 0 | 0 | 0.08
|  |  |  | 156 | Majhiana | 1046500 |  |  | 0 | 0 | 0 | 0 | 0 | 0 | 0 | 3ph/1ph | 0.08 | Baijnathpur | Kunda
[5 empty] | Sub-Total |  | 0 | 0 | 0 | 0 | 0 | 0 | 0 | 0 | 0 | 0 | 0.08
|  |  |  | 157 | Padumpur | 1046900 |  |  | 0 | 0 | 0 | 0 | 0 | 0 | 0 |  | 0 | Baijnathpur | Kunda
[5 empty] | Sub-Total |  | 0 | 0 | 0 | 0 | 0 | 0 | 0 | 0 | 0 | 0 | 0
|  |  |  | 158 | Saluriadih | 1047200 |  |  | 0 | 0 | 0 | 0 | 0 | 0 | 0 | 3ph/1ph | 0.04 | Baijnathpur | Kunda
[5 empty] | Sub-Total |  | 0 | 0 | 0 | 0 | 0 | 0 | 0 | 0 | 0 | 0 | 0.04
|  |  |  | 159 | Chamrakanali | 1047300 |  |  | 0 | 0 | 0 | 0 | 0 | 0 | 0 |  | 0.12 | Baijnathpur | Kunda
[5 empty] | Sub-Total |  | 0 | 0 | 0 | 0 | 0 | 0 | 0 | 0 | 0 | 0 | 0.12
|  |  |  | 160 | Mohanpur | 1047400 |  |  | 0 | 0 | 0 | 0 | 0 | 0 | 0 | 3ph/1ph | 0.12 | Baijnathpur | Kunda
[5 empty] | Sub-Total |  | 0 | 0 | 0 | 0 | 0 | 0 | 0 | 0 | 0 | 0 | 0.12
|  |  |  | 161 | Gauripur (Niche Tola) | 1047500 |  |  | 0 | 0 | 0 | 0 | 0 | 0 | 0 |  | 0 | Baijnathpur | Kunda
[5 empty] | Uper Tola |  |  |  | 0 | 0 | 0 | 0 | 0 | 0 | 0 | 3ph/1ph | 0.04
[5 empty] | Koridih |  |  |  | 0 | 0 | 0 | 0 | 0 | 0 | 0 |  | 0
[5 empty] | Sub-Total |  | 0 | 0 | 0 | 0 | 0 | 0 | 0 | 0 | 0 | 0 | 0.04
|  |  |  | 162 | Bisunpur | 1047700 |  |  | 0 | 0 | 0 | 0 | 0 | 0 | 0 | 3ph/1ph | 0.24 | Baijnathpur | Kunda
[5 empty] | Moorladih |  |  |  | 0 | 0 | 0 | 0 | 0 | 0 | 0 |  | 0
[5 empty] | Sailaiya |  |  |  | 0 | 0 | 0 | 0 | 0 | 0 | 0 |  | 0
[5 empty] | Sub-Total |  | 0 | 0 | 0 | 0 | 0 | 0 | 0 | 0 | 0 | 0 | 0.24
|  |  |  | 163 | Belbahiyari | 1047800 |  |  | 0 | 0 | 0 | 0 | 0 | 0 | 0 | 3ph/1ph | 0.2 | Baijnathpur | Kunda
[5 empty] | Sub-Total |  | 0 | 0 | 0 | 0 | 0 | 0 | 0 | 0 | 0 | 0 | 0.2
|  |  |  | 164 | Khaspaika (Brahman Tola) | 1047900 |  |  | 0 | 0 | 0 | 0 | 0 | 0 | 0 | 3ph/1ph | 0.04 | Devipur | RE-35
[5 empty] | Verma Tola |  |  |  | 0 | 0 | 0 | 0 | 0 | 0 | 0 | 3ph/1ph | 0.04
[5 empty] | Harijan Tola |  |  |  | 0 | 0 | 0 | 0 | 0 | 0 | 0 | 3ph/1ph | 0.08
[5 empty] | Uper Tola |  |  |  | 0 | 0 | 0 | 0 | 0 | 0 | 0 | 3ph/1ph | 0.08
[5 empty] | Lapit Tola |  |  |  | 0 | 0 | 0 | 0 | 0 | 0 | 0 | 3ph/1ph | 0.08
[5 empty] | Sub-Total |  | 0 | 0 | 0 | 0 | 0 | 0 | 0 | 0 | 0 | 0 | 0.32
|  |  |  | 165 | Kadai (Nichla Tola) | 1048100 |  |  | 0 | 0 | 0 | 0 | 0 | 0 | 0 | 3ph/1ph | 0.16 | Devipur | RE-35
[5 empty] | Uper Tola |  |  |  | 0 | 0 | 0 | 0 | 0 | 0 | 0 | 3ph/1ph | 0.08
[5 empty] | Sub-Total |  | 0 | 0 | 0 | 0 | 0 | 0 | 0 | 0 | 0 | 0 | 0.24
|  |  |  | 166 | Basbariya (Niche Tola) | 1048200 |  |  | 0 | 0 | 0 | 0 | 0 | 0 | 0 | 3ph/1ph | 0.32 | Devipur | RE-35
[5 empty] | Das Tola |  |  |  | 0 | 0 | 0 | 0 | 0 | 0 | 0 | 3ph/1ph | 0.16
[5 empty] | Uper Tola |  |  |  | 0 | 0 | 0 | 0 | 0 | 0 | 0 | 3ph/1ph | 0.32
[5 empty] | Sub-Total |  | 0 | 0 | 0 | 0 | 0 | 0 | 0 | 0 | 0 | 0 | 0.8
|  |  |  | 167 | Paharpur | 1049000 |  |  | 0 | 0 | 0 | 0 | 0 | 0 | 0 | 3ph/1ph | 0.08 | Baijnathpur | Kunda
[5 empty] | Sarkanda |  |  |  | 0 | 0 | 0 | 0 | 0 | 0 | 0 | 3ph/1ph | 0.08
[5 empty] | Sub-Total |  | 0 | 0 | 0 | 0 | 0 | 0 | 0 | 0 | 0 | 0 | 0.16
|  |  |  | 168 | Chanddih ( Harijan Tola) | 1049100 |  |  | 0 | 0 | 0 | 0 | 0 | 0 | 0 | 3ph/1ph | 0.12 | Baijnathpur | Kunda
[5 empty] | Md. Tola |  |  |  | 0 | 0 | 0 | 0 | 0 | 0 | 0 | 3ph/1ph | 0.08
[5 empty] | Darga Tola |  |  |  | 0 | 0 | 0 | 0 | 0 | 0 | 0 | 3ph/1ph | 0.24
[5 empty] | Sub-Total |  | 0 | 0 | 0 | 0 | 0 | 0 | 0 | 0 | 0 | 0 | 0.44
|  |  |  | 169 | Kasidih (Upper Tola) | 1049200 |  |  | 0 | 0 | 0 | 0 | 0 | 0 | 0 | 3ph/1ph | 0.08 | Baijnathpur | Kunda
[5 empty] | Niche Tola |  |  |  | 0 | 0 | 0 | 0 | 0 | 0 | 0 |  | 0
[5 empty] | Das Tola |  |  |  | 0 | 0 | 0 | 0 | 0 | 0 | 0 | 3ph/1ph | 0.04
[5 empty] | Ghatwar Tola |  |  |  | 0 | 0 | 0 | 0 | 0 | 0 | 0 | 3ph/1ph | 0.08
[5 empty] | Sub-Total |  | 0 | 0 | 0 | 0 | 0 | 0 | 0 | 0 | 0 | 0 | 0.2
|  |  |  | 170 | Basmata | 1049500 |  |  | 0 | 0 | 0 | 0 | 0 | 0 | 0 |  |  | Baijnathpur | Kunda
[5 empty] | Sub-Total |  | 0 | 0 | 0 | 0 | 0 | 0 | 0 | 0 | 0 | 0 | 0
|  |  |  | 171 | Khajuriya | 1049600 |  |  | 0 | 0 | 0 | 0 | 0 | 0 | 0 | 3ph/1ph | 0.2 | Baijnathpur | Kunda
[5 empty] | Sub-Total |  | 0 | 0 | 0 | 0 | 0 | 0 | 0 | 0 | 0 | 0 | 0.2
[5 empty] | BLOCK TOTAL |  | 0 | 0 | 2 | 3 | 0 | 0 | 68 | 1.3 | 5 | 0 | 61.399
| 2 | Mohanpur | 2 | 1 | Khajuria (Kawariya Path-I) | 1050200 | 2x3.15+ 1x5 |  | 0 | 0 | 0 |  | 0 | 0 | 0 |  | 0 | Mohanpur | RE Feede21
[5 empty] | Kewariya Path_II |  | Proposed |  | 0 | 0 | 0 |  | 0 | 0 | 0 |  | 0
[5 empty] | Kewariya Path_III |  |  |  | 0 | 0 | 0 |  | 0 | 0 | 0 |  | 0
[5 empty] | Naya Tola |  |  |  | 0 | 0 | 0 |  | 0 | 0 | 0 |  | 0
[5 empty] | Road Tola |  |  |  | 0 | 0 | 0 |  | 0 | 0 | 0 |  | 0
[5 empty] | Sub-Total |  |  |  | 0 | 0 | 0 | 0 | 0 | 0 | 0 | 0 | 0
|  |  |  | 2 | Sarasani(Yadav Tola) | 1050300 |  |  | 0 | 0 | 0 |  | 0 | 0 | 0 |  | 0 | Mohanpur | RE Feeder 21
[5 empty] | Pandit tola |  |  |  | 0 | 0 | 0 |  | 0 | 0 | 0 |  | 0
[5 empty] | Sub Total |  |  |  | 0 | 0 | 0 | 0 | 0 | 0 | 0 | 0 | 0
|  |  |  | 3 | Nawadih (Napit Tola-I) | 1052500 |  |  | 0 | 0 | 0 |  | 0 | 0 | 0 |  | 0 | Mohanpur | RE Feeder 21
[5 empty] | Nawadih (Napit Tola-II) |  |  |  | 0 | 0 | 0 |  | 0 | 0 | 0 |  | 0
[5 empty] | Maric Tola |  |  |  | 0 | 0 | 0 |  | 0 | 0 | 0 |  | 0
[5 empty] | Babubhaiya |  |  |  | 0 | 0 | 0 |  | 0 | 0 | 0 |  | 0
[5 empty] | Sub-Total |  |  |  | 0 | 0 | 0 | 0 | 0 | 0 | 0 | 0 | 0
|  |  |  | 4 | Khobha (Yadav Tola) | 1052600 |  |  | 0 | 0 | 0 |  | 0 | 0 | 0 |  | 0 | Mohanpur | RE Feeder 21
[5 empty] | Khobha |  |  |  | 0 | 0 | 0 |  | 0 | 0 | 0 |  | 0
[5 empty] | Sub-Total |  |  |  | 0 | 0 | 0 | 0 | 0 | 0 | 0 | 0 | 0
|  |  |  | 5 | Hirna | 1053400 |  |  | 0 | 0 | 0 |  | 0 | 0 | 0 | 0 | 0 | Mohanpur | RE Feeder 21
[5 empty] | Sub-Total |  |  |  | 0 | 0 | 0 | 0 | 0 | 0 | 0 | 0 | 0
|  |  |  | 6 | Bihroji | 1057900 |  |  | 0 | 0 | 0 |  | 0 | 0 | 0 |  | 0 | Mohanpur | RE Feeder 22
[5 empty] | Danga tola |  |  |  | 0 | 0 | 0 |  | 0 | 0 | 0 |  | 0
[5 empty] | Neche tola |  |  |  | 0 | 0 | 0 |  | 0 | 0 | 0 |  | 0
[5 empty] | Uper tola |  |  |  | 0 | 0 | 0 |  | 0 | 0 | 0 |  | 0
[5 empty] | Sub-Total |  |  |  | 0 | 0 | 0 | 0 | 0 | 0 | 0 | 0 | 0
|  |  |  | 7 | Nokhil | 1058000 |  |  | 0 | 0 | 0 |  | 0 |  | 0 |  | 0 | Mohanpur | RE Feeder 22
[5 empty] | Sub-Total |  |  |  | 0 | 0 | 0 | 0 | 0 | 0 | 0 | 0 | 0
|  |  |  | 8 | Phatepur | 1058100 |  |  | 0 | 0 | 0 |  | 0 | 0 | 0 | 3ph | 0.2 | Mohanpur | RE Feeder 22
[5 empty] | Rout tola |  |  |  | 0 | 0 | 0 |  | 0 | 0 | 0 |  | 0
[5 empty] | Mahto tola |  |  |  | 0 | 0 | 0 |  | 0 | 0 | 0 |  | 0
[5 empty] | Letwa tola |  |  |  | 0 | 0 | 0 |  | 0 | 0 | 0 |  | 0
[5 empty] | Sub-Total |  |  |  | 0 | 0 | 0 | 0 | 0 | 0 | 0 | 0 | 0.2
|  |  |  | 9 | Nakti Dangal tola | 1059400 |  |  | 0 | 0 | 0 |  | 0 | 0 | 1 | 3ph | 0.1 | Mohanpur | RE Feeder 22
[5 empty] | Nakti tola |  |  |  | 0 | 0 | 0 |  | 0 | 0 | 0 |  | 0
[5 empty] | Uper tola |  |  |  | 0 | 0 | 0 |  | 0 | 0 | 0 |  | 0
[5 empty] | Neche tola |  |  |  | 0 | 0 | 0 |  | 0 | 0 | 0 |  | 0
[5 empty] | Sub-Total |  |  |  | 0 | 0 | 0 | 0 | 0 | 0 | 1 | 0 | 0.1
|  |  |  | 10 | Jiyapani | 1059800 |  |  | 1 | 0 | 0 | 1ph | 10 | 0.7 | 1 | 1ph | 0.16 | Mohanpur | RE Feeder 22
[5 empty] | East Tola |  |  |  | 0 | 0 | 0 |  | 0 | 0 | 0 |  | 0
[5 empty] | West Tola |  |  |  | 0 | 0 | 0 |  | 0 | 0 | 0 |  | 0
[5 empty] | Niche Tola |  |  |  | 0 | 0 | 0 |  | 0 | 0 | 0 |  | 0
[5 empty] | Sub-Total |  |  |  | 1 | 0 | 0 | 0 | 10 | 0.7 | 1 | 0 | 0.16
|  |  |  | 11 | Ratanpur | 1059900 |  |  | 0 | 0 | 0 |  | 0 | 0 | 1 | 3ph | 0.2 | Mohanpur | RE Feeder 22
[5 empty] | Harigan tola |  |  |  | 0 | 0 | 0 |  | 0 | 0
[5 empty] | Djodo tp;a |  |  |  | 0 | 0 | 0 |  | 0 | 0
[5 empty] | Sub-Total |  |  |  | 0 | 0 | 0 | 0 | 0 | 0 | 1 | 0 | 0.2
|  |  |  | 12 | Letwa | 1060200 |  |  | 0 | 0 | 0 |  | 0 | 0 | 0 |  | 0 | Mohanpur | RE Feeder 22
[5 empty] | Neha Tola |  |  |  | 0 | 0 | 0 |  | 0 | 0 | 0 |  | 0
[5 empty] | Sub-Total |  |  |  | 0 | 0 | 0 | 0 | 0 | 0 | 0 | 0 | 0
|  |  |  | 13 | Rikhiyahat | 1060500 |  |  | 0 | 0 | 0 |  | 0 | 0 |  |  | 0 | Mohanpur | RE Feeder 22
[5 empty] | Sub-Total |  |  |  | 0 | 0 | 0 | 0 | 0 | 0 | 0 | 0 | 0
|  |  |  | 14 | Paniya Pagar | 1061100 |  |  | 0 | 0 | 0 |  | 0 | 0 | 0 |  | 0 | Mohanpur | RE Feeder 22
[5 empty] | Sub-Total |  |  |  | 0 | 0 | 0 | 0 | 0 | 0 | 0 | 0 | 0
|  |  |  | 15 | Pahridih | 1061500 |  |  | 0 | 0 | 0 |  | 0 | 0 | 0 |  | 0 | Mohanpur | RE Feeder 2
[5 empty] | Danga tola |  |  |  | 0 | 0 | 0 |  | 0 | 0 | 0 |  | 0
[5 empty] | Harigan tola |  |  |  | 0 | 0 | 0 |  | 0 | 0 | 0 |  | 0
[5 empty] | Yadav tola |  |  |  | 0 | 0 | 0 |  | 0 | 0 | 0 |  | 0
[5 empty] | Sub-Total |  |  |  | 0 | 0 | 0 | 0 | 0 | 0 | 0 | 0 | 0
|  |  |  | 16 | Baghakara | 1061600 |  |  | 0 | 0 | 0 |  | 0 | 0 | 0 | 3ph | 0.25 | Mohanpur | RE Feeder 2
[5 empty] | Sub-Total |  |  |  | 0 | 0 | 0 | 0 | 0 | 0 | 0 | 0 | 0.25
|  |  |  | 17 | Gauri Chak (Upper Tola) | 1061800 |  |  | 0 | 0 | 0 |  | 0 | 0 | 0 |  | 0 | Mohanpur | RE Feeder 21
[5 empty] | Bich Tola |  |  |  | 0 | 0 | 0 |  | 0 | 0 | 0 |  | 0.05
[5 empty] | Niche Tola |  |  |  | 0 | 0 | 0 |  | 0 | 0 | 0 |  | 0
[5 empty] | Sub-Total |  |  |  | 0 | 0 | 0 | 0 | 0 | 0 | 0 | 0 | 0.05
|  |  |  | 18 | Bhaluwabandh | 1061900 |  |  | 0 | 0 | 0 |  | 0 | 0 | 0 |  | 0 | Mohanpur | RE Feeder 2
[5 empty] | Harigan tola |  |  |  | 0 | 0 | 0 |  | 0 | 0 | 0 |  | 0
[5 empty] | Danga tola |  |  |  | 0 | 0 | 0 |  | 0 | 0 |  |  | 0
[5 empty] | Sub-Total |  |  |  | 0 | 0 | 0 | 0 | 0 | 0 | 0 | 0 | 0
|  |  |  | 19 | Kairbank | 1062000 |  |  | 0 | 0 | 0 |  | 0 | 0 | 0 |  | 0 | Mohanpur | RE Feeder 21
[5 empty] | Thakur tola |  |  |  | 0 | 0 | 0 |  | 0 | 0 | 0 |  | 0
[5 empty] | Yadav tola |  |  |  | 0 | 0 | 0 |  | 0 | 0 | 0 |  | 0
[5 empty] | Sub-Total |  |  |  | 0 | 0 | 0 | 0 | 0 | 0 | 0 | 0 | 0
|  |  |  | 20 | Harilajori (Road side tola ) | 1062100 |  |  | 0 | 0 | 0 |  | 0 | 0 | 0 |  | 0 | Mohanpur | RE Feeder 2
[5 empty] | Pandit tola |  |  |  | 0 | 0 | 0 |  | 0 | 0
[5 empty] | Yadav tola |  |  |  | 0 | 0 | 0 |  | 0 | 0
[5 empty] | Santhal tola |  |  |  | 0 | 0 | 0 |  | 0 |  |  |  | 0
[5 empty] | Sub-Total |  |  |  | 0 | 0 | 0 | 0 | 0 | 0 | 0 | 0 | 0
|  |  |  | 21 | Nayachitkat (uper tola) | 1062700 |  |  | 0 | 0 | 0 |  | 0 | 0 | 0 |  | 0 | Mohanpur | RE Feeder 21
[5 empty] | Rana tola |  |  |  | 0 | 0 | 0 |  | 0 | 0 | 0 |  | 0
[5 empty] | Mandal tola |  |  |  | 0 | 0 | 0 |  | 0 | 0 | 0 |  | 0
[5 empty] | Raman tola |  |  |  | 0 | 0 | 0 |  | 0 | 0 | 0 |  | 0
[5 empty] | Pandit tola |  |  |  | 0 | 0 | 0 |  | 0 | 0 | 0 |  | 0
[5 empty] | Bangali tola |  |  |  | 0 | 0 | 0 |  | 0 | 0 | 0 |  | 0
[5 empty] | Ravan tola |  |  |  | 0 | 0 | 0 |  | 0 | 0 | 0 |  | 0
[5 empty] | Yadav tola |  |  |  | 2 | 0 | 0 | 1ph | 20 | 0.62 | 4 | 1ph | 1.2
[5 empty] | Sub-Total |  |  |  | 2 | 0 | 0 | 0 | 20 | 0.62 | 4 | 0 | 1.2
|  |  |  | 22 | Heth Ambakura | 1063200 |  |  | 0 | 0 | 0 |  | 0 | 0 |  |  | 0 | Mohanpur | RE Feeder 21
[5 empty] | Sub-Total |  |  |  | 0 | 0 | 0 | 0 | 0 | 0 | 0 | 0 | 0
|  |  |  | 23 | Bela | 1063300 |  |  | 0 | 0 | 0 |  | 0 | 0 | 0 |  | 0 | Mohanpur | RE Feeder 22
[5 empty] | Sub-Total |  |  |  | 0 | 0 | 0 | 0 | 0 | 0 | 0 | 0 | 0
|  |  |  | 24 | Muspha | 1063500 |  |  | 0 | 0 | 0 |  | 0 | 0 | 0 |  | 0 | Mohanpur | RE Feeder 21
[5 empty] | Sub-Total |  |  |  | 0 | 0 | 0 | 0 | 0 | 0 | 0 | 0 | 0
|  |  |  | 25 | Gauriganj | 1063700 |  |  | 0 | 0 | 0 |  | 0 | 0 | 0 | 3ph | 0.08 | Mohanpur | RE Feeder 21
[5 empty] | Beech tola |  |  |  | 0 | 0 | 0 |  | 0 | 0 | 0 |  | 0
[5 empty] | Raut tola |  |  |  | 0 | 0 | 0 |  | 0 | 0 | 0 |  | 0
[5 empty] | Sub-Total |  |  |  | 0 | 0 | 0 | 0 | 0 | 0 | 0 | 0 | 0.08
|  |  |  | 26 | Korabandh | 1064000 |  |  | 0 | 0 | 0 |  | 0 | 0 | 0 | 3ph | 0.1 | Mohanpur | RE Feeder 2
[5 empty] | Sub-Total |  |  |  | 0 | 0 | 0 | 0 | 0 | 0 | 0 | 0 | 0.1
|  |  |  | 27 | Teliya Nawadih | 1064400 |  |  | 0 | 0 | 0 |  | 0 | 0 | 0 | 3ph | 0.2 | Mohanpur | RE Feeder 21
[5 empty] | Sub-Total |  |  |  | 0 | 0 | 0 | 0 | 0 | 0 | 0 | 0 | 0.2
|  |  |  | 28 | Jarwadih (Chach Jabradih) | 1064500 |  |  | 0 | 0 | 0 |  | 0 | 0 | 0 |  | 0 | Mohanpur | RE Feeder 21
[5 empty] | Harijan Tola |  |  |  | 0 | 0 | 0 |  | 0 | 0 | 0 |  | 0
[5 empty] | Sub-Total |  |  |  | 0 | 0 | 0 | 0 | 0 | 0 | 0 | 0 | 0
|  |  |  | 29 | Chaksirimisirbandh | 1064600 |  |  | 0 | 0 | 0 |  | 0 | 0 | 0 | 3ph | 0.08 | Mohanpur | RE Feeder 2
[5 empty] | Sub-Total |  |  |  | 0 | 0 | 0 | 0 | 0 | 0 | 0 | 0 | 0.08
|  |  |  | 30 | Bhurbhura | 1064700 |  |  | 0 | 0 | 0 |  | 0 | 0 | 0 |  | 0 | Mohanpur | RE Feeder 2
[5 empty] | Sub-Total |  |  |  | 0 | 0 | 0 | 0 | 0 | 0 | 0 | 0 | 0
|  |  |  | 31 | Kurumtanr | 1064800 |  |  | 0 | 0 | 0 |  | 0 | 0 | 0 |  | 0 | Mohanpur | RE Feeder 2
[5 empty] | Sub-Total |  |  |  | 0 | 0 | 0 | 0 | 0 | 0 | 0 | 0 | 0
|  |  |  | 32 | Kusumbad | 1065000 |  |  | 0 | 0 | 0 |  | 0 | 0 | 0 |  | 0 | Mohanpur | RE Feeder 2
[5 empty] | Sub-Total |  |  |  | 0 | 0 | 0 | 0 | 0 | 0 | 0 | 0 | 0
|  |  |  | 33 | Balsara | 1065100 |  |  | 0 | 0 | 0 |  | 0 | 0 | 0 |  | 0 | Mohanpur | RE Feeder 2
[5 empty] | Sub-Total |  |  |  | 0 | 0 | 0 | 0 | 0 | 0 | 0 | 0 | 0
|  |  |  | 34 | Amgaria (Baramar Tola) | 1066000 |  |  | 0 | 0 | 0 |  | 0 | 0 | 0 |  | 0 | Mohanpur | RE Feeder 2
[5 empty] | Harijan Tola |  |  |  | 0 | 0 | 0 |  | 0 | 0 | 0 |  | 0
[5 empty] | Sub-Total |  |  |  | 0 | 0 | 0 | 0 | 0 | 0 | 0 | 0 | 0
|  |  |  | 35 | Punasiya(Road Side) | 1066100 |  |  | 0 | 0 | 0 |  | 0 | 0 | 0 | 3ph | 0.02 | Mohanpur | RE Feeder 2
[5 empty] | Santhal tola |  |  |  | 0 | 0 | 0 |  | 0 | 0 | 0 |  | 0
[5 empty] | Maahto Tola |  |  |  | 0 | 0 | 0 |  | 0 | 0 | 0 |  | 0
[5 empty] | kolony |  |  |  | 0 | 0 | 0 |  | 0 | 0 | 0 |  | 0
[5 empty] | Anupmanjhidih |  |  |  | 0 | 2 | 0 | 3 ph | 32 | 0.5 | 3 | 3 ph | 0.9
[5 empty] | Sub-Total |  |  |  | 0 | 2 | 0 | 0 | 32 | 0.5 | 3 | 0 | 0.92
|  |  |  | 36 | Baratikar | 1066200 |  |  | 0 | 0 | 0 |  | 0 | 0 | 0 |  | 0 | Mohanpur | RE Feeder 2
[5 empty] | Sub-Total |  |  |  | 0 | 0 | 0 | 0 | 0 | 0 | 0 | 0 | 0
|  |  |  | 37 | Rampur | 1066300 |  |  | 0 | 0 | 0 |  | 0 | 0 | 0 |  | 0 | Mohanpur | RE Feeder 2
[5 empty] | Harijan Tola1 |  |  |  | 0 | 0 | 0 |  | 0 | 0 | 0 |  | 0
[5 empty] | Das Tola |  |  |  | 0 | 0 | 0 |  | 0 | 0 | 0 |  | 0
[5 empty] | Harijantola2 |  |  |  | 0 | 0 | 0 |  | 0 | 0 | 0 |  | 0
[5 empty] | Sub-Total |  |  |  | 0 | 0 | 0 | 0 | 0 | 0 | 0 | 0 | 0
|  |  |  | 38 | Bandha (Naya Tola) | 1066400 |  |  | 0 | 0 | 0 |  | 0 | 0 | 0 |  | 0 | Mohanpur | RE Feeder 2
[5 empty] | Bandha |  |  |  | 0 | 0 | 0 |  | 0 | 0 | 0 | 3ph | 0.36
[5 empty] | Harijan Tola |  |  |  | 0 | 0 | 0 |  | 0 | 0 | 0 | 3ph | 0.1
[5 empty] | Santi Niketan |  |  |  | 0 | 0 | 0 |  | 0 | 0 | 0 |  | 0
[5 empty] | Sub-Total |  |  |  | 0 | 0 | 0 | 0 | 0 | 0 | 0 | 0 | 0.46
|  |  |  | 39 | Barhampur | 1066500 |  |  | 0 | 0 | 0 |  | 0 | 0 | 0 |  | 0 | Mohanpur | RE Feeder 19
[5 empty] | Sub-Total |  |  |  | 0 | 0 | 0 | 0 | 0 | 0 | 0 | 0 | 0
|  |  |  | 40 | Charkipahari (Santhal Tola) | 1066600 |  |  | 1 | 1 | 0 | 1 ph 3 ph | 26 | 0.5 | 0 | 1 ph 3 ph | 0.7 | Mohanpur | RE Feeder 19
[5 empty] | Pandit tola |  |  |  | 0 | 0 | 0 |  | 0 | 0 | 0 |  | 0
[5 empty] | Sub-Total |  |  |  | 1 | 1 | 0 | 0 | 26 | 0.5 | 0 | 0 | 0.7
|  |  |  | 41 | Ghordaura | 1066900 |  |  | 0 | 0 | 0 |  | 0 | 0 | 0 | 0 | 0 | Mohanpur | RE Feeder 19
[5 empty] | Harigan tola |  |  |  | 0 | 0 | 0 |  | 0 | 0 |  | 0 | 0
[5 empty] | Sub-Total |  |  |  | 0 | 0 | 0 | 0 | 0 | 0 | 0 | 0 | 0
|  |  |  | 42 | Bhikhoa | 1067200 |  |  | 0 | 0 | 0 |  | 0 | 0 | 0 | 0 | 0 | Mohanpur | RE Feeder 19
[5 empty] | Raut tola |  |  |  | 0 | 0 | 0 |  | 0 | 0 | 0 | 0 | 0
[5 empty] | Yadav Tola |  |  |  | 0 | 0 | 0 |  | 0 | 0 | 0 | 0 | 0
[5 empty] | Sub-Total |  |  |  | 0 | 0 | 0 | 0 | 0 | 0 | 0 | 0 | 0
|  |  |  | 43 | Karankol ( Harijan tola) | 1067600 |  |  | 0 | 0 | 0 |  | 0 | 0 | 1 | 3ph | 0.2 | Mohanpur | RE Feeder 19
[5 empty] | Jha tola |  |  |  | 0 | 0 | 0 |  | 0 | 0 |  | 3ph | 0.2
[5 empty] | Sub-Total |  |  |  | 0 | 0 | 0 | 0 | 0 | 0 | 1 | 0 | 0.4
|  |  |  | 44 | Titmo | 1068100 |  |  | 0 | 0 | 0 |  | 0 | 0 | 0 | 0 | 0 | Mohanpur | RE Feeder 2
[5 empty] | Nicha Tola |  |  |  | 0 | 0 | 0 |  | 0 | 0 | 0 | 0 | 0.08
[5 empty] | Sub-Total |  |  |  | 0 | 0 | 0 | 0 | 0 | 0 | 0 | 0 | 0.08
|  |  |  | 45 | Baliyachauki Surangi | 1068300 |  |  | 0 | 0 | 0 |  | 0 | 0 | 0 | 0 | 0 | Mohanpur | RE Feeder 2
[5 empty] | Santhal tola |  |  |  | 0 | 0 | 0 |  | 0 | 0 | 0 | 0 | 0
[5 empty] | Sub-Total |  |  |  | 0 | 0 | 0 | 0 | 0 | 0 | 0 | 0 | 0
|  |  |  | 46 | Nawadih (Thakur tola) | 1068700 |  |  | 0 | 0 | 0 |  | 0 | 0 | 0 | 0 | 0 | Mohanpur | RE Feeder 2
[5 empty] | Nawadih |  |  |  | 0 | 0 | 0 |  | 0 | 0 | 1 | 3ph | 0.17
[5 empty] | Tate Jora |  |  |  | 0 | 0 | 0 |  | 0 | 0 | 0 | 0 | 0
[5 empty] | Sub-Total |  |  |  | 0 | 0 | 0 | 0 | 0 | 0 | 1 | 0 | 0.17
|  |  |  | 47 | Dasdih | 1068800 |  |  | 0 | 0 | 0 |  | 0 | 0 | 1 | 3ph | 0.1 | Mohanpur | RE Feeder 2
[5 empty] | Dasdih (Harijan tola) |  |  |  | 0 | 0 | 0 |  | 0 | 0 | 0 |  | 0
[5 empty] | Sub-Total |  |  |  | 0 | 0 | 0 | 0 | 0 | 0 | 1 | 0 | 0.1
|  |  |  | 48 | Kumardih | 1068900 |  |  | 0 | 0 | 0 |  | 0 | 0 | 0 |  | 0 | Mohanpur | RE Feeder 2
[5 empty] | Harijan tola |  |  |  | 0 | 0 | 0 |  | 0 | 0 | 0 |  | 0
[5 empty] | Sub-Total |  |  |  | 0 | 0 | 0 | 0 | 0 | 0 | 0 | 0 | 0
|  |  |  | 49 | Bhadwari | 1069000 |  |  | 1 | 0 | 0 | 1ph | 10 | 0.6 | 0 | 1ph | 0.25 | Mohanpur | RE Feeder 2
[5 empty] | Sub-Total |  |  |  | 1 | 0 | 0 | 0 | 10 | 0.6 | 0 | 0 | 0.25
|  |  |  | 50 | Simrapoj (Dubey Tola) | 1069100 |  |  | 0 | 0 | 0 |  | 0 | 0 | 2 | 1ph | 0.08 | Mohanpur | RE Feeder 2
[5 empty] | Ghatwari Tola |  |  |  | 0 | 0 | 0 |  | 0 | 0 | 0 |  | 0
[5 empty] | Sub-Total |  |  |  | 0 | 0 | 0 | 0 | 0 | 0 | 2 | 0 | 0.08
|  |  |  | 51 | Jamua (Uper Tola) | 1070000 |  |  | 0 | 0 | 0 |  | 0 | 0 | 0 |  | 0 | Mohanpur | RE Feeder 18
[5 empty] | Pradhan Tola |  |  |  | 0 | 0 | 0 |  | 0 | 0 | 0 |  | 0
[5 empty] | Sub-Total |  |  |  | 0 | 0 | 0 | 0 | 0 | 0 | 0 | 0 | 0
|  |  |  | 52 | Kisnidih | 1070100 |  |  | 0 | 0 | 0 |  | 0 | 0 | 0 |  | 0 | Mohanpur | RE Feeder 2
[5 empty] | Harijan Tola |  |  |  | 0 | 0 | 0 |  | 0 | 0 | 0 |  | 0
[5 empty] | Yadav Tola |  |  |  | 0 | 0 | 0 |  | 0 | 0 | 0 |  | 0
[5 empty] | Tapoban |  |  |  | 0 | 0 | 0 |  | 0 | 0 | 1 |  | 0.12
[5 empty] | Sub-Total |  |  |  | 0 | 0 | 0 | 0 | 0 | 0 | 1 | 0 | 0.12
|  |  |  | 53 | Chihardhandhiya | 1070300 |  |  | 0 | 0 | 0 |  | 0 | 0 | 1 | 1ph | 0.05 | Mohanpur | RE Feeder 2
[5 empty] | Sub-Total |  |  |  | 0 | 0 | 0 | 0 | 0 | 0 | 1 | 0 | 0.05
|  |  |  | 54 | Gaura (Harijan Tola) | 1070700 |  |  | 0 | 0 | 0 |  | 0 | 0 | 1 | 1ph | 0.2 | Mohanpur | RE Feeder 2
[5 empty] | Gaura (Harijan Tola 2) |  |  |  | 0 | 0 | 0 |  | 0 | 0 |  | 1ph | 0.25
[5 empty] | Sub-Total |  |  |  | 0 | 0 | 0 | 0 | 0 | 0 | 1 | 0 | 0.45
|  |  |  | 55 | Dahua (Rajpat Tola) | 1070800 |  |  | 0 | 0 | 0 |  | 0 | 0 | 0 |  | 0 | Mohanpur | RE Feeder 2
[5 empty] | Yadav Tola |  |  |  | 0 | 0 | 0 |  | 0 | 0 | 0 | 1ph | 0.08
[5 empty] | Harijan Tola |  |  |  | 0 | 0 | 0 |  | 0 | 0 | 0 | 1ph | 0.08
[5 empty] | Sub-Total |  |  |  | 0 | 0 | 0 | 0 | 0 | 0 | 0 | 0 | 0.16
|  |  |  | 56 | Bhorajamuan (Bahabar Tola) | 1070900 |  |  | 0 | 0 | 0 |  | 0 | 0 | 0 |  | 0 | Mohanpur | RE Feeder 2
[5 empty] | Yadav Tola |  |  |  | 0 | 0 | 0 |  | 0 | 0 | 0 |  | 0.12
[5 empty] | Niche Tola |  |  |  | 0 | 0 | 0 |  | 0 | 0 | 0 |  | 0
[5 empty] | Sub-Total |  |  |  | 0 | 0 | 0 | 0 | 0 | 0 | 0 | 0 | 0.12
|  |  |  | 57 | Kusmatilha | 1071900 |  |  | 0 | 0 | 0 |  | 0 | 0 | 0 | 3ph | 0.08 | Mohanpur | RE Feeder 2
[5 empty] | M.D Tola |  |  |  | 0 | 0 | 0 |  | 0 | 0 | 0 |  | 0
[5 empty] | Harijan tola |  |  |  | 0 | 0 | 0 |  | 0 | 0 | 0 | 0 | 0
[5 empty] | Sub-Total |  |  |  | 0 | 0 | 0 | 0 | 0 | 0 | 0 | 0 | 0.08
|  |  |  | 58 | Biarajpur | 1072200 |  |  | 0 | 0 | 0 |  | 0 | 0 | 0 | 0 | 0 | Mohanpur | RE Feeder 2
[5 empty] | Sub-Total |  |  |  | 0 | 0 | 0 | 0 | 0 | 0 | 0 | 0 | 0
|  |  |  | 59 | Kabilaspur | 1072300 |  |  | 0 | 0 | 0 |  | 0 | 0 | 0 | 0 | 0 | Mohanpur | RE Feeder 2
[5 empty] | Roy Tola |  |  |  | 0 | 0 | 0 |  | 0 | 0 | 0 | 0 | 0
[5 empty] | Sub-Total |  |  |  | 0 | 0 | 0 | 0 | 0 | 0 | 0 | 0 | 0
|  |  |  | 60 | Mahesmara | 1072400 |  |  | 0 | 0 | 0 |  | 0 | 0 | 0 | 0 | 0 | Mohanpur | RE Feeder 2
[5 empty] | Naya Tola |  |  |  | 0 | 0 | 0 |  | 0 | 0 | 0 |  | 0
[5 empty] | Telaper Tola |  |  |  | 0 | 0 | 0 |  | 0 | 0 | 1 | 3ph | 0.16
[5 empty] | Harijan Tola |  |  |  | 0 | 0 | 0 |  | 0 | 0 | 0 |  | 0.16
[5 empty] | Sub-Total |  |  |  | 0 | 0 | 0 | 0 | 0 | 0 | 1 | 0 | 0.32
|  |  |  | 61 | Athmuria | 1072900 |  |  | 0 | 0 | 0 |  | 0 | 0 | 0 | 0 | 0 | Mohanpur | RE Feeder 2
[5 empty] | Harijan tola1 |  |  |  | 0 | 0 | 0 |  | 0 | 0 | 0 |  | 0
[5 empty] | Harijan tola 2 |  |  |  | 0 | 0 | 0 |  | 0 | 0 | 0 |  | 0
[5 empty] | Niche tola1 |  |  |  | 0 | 0 | 0 |  | 0 | 0 | 0 |  | 0
[5 empty] | Niche tola 2 |  |  |  | 0 | 0 | 0 |  | 0 | 0 | 0 |  | 0
[5 empty] | Sub-Total |  |  |  | 0 | 0 | 0 | 0 | 0 | 0 | 0 | 0 | 0
|  |  |  | 62 | Malhara (Kumar Tola) | 1073000 |  |  | 0 | 0 | 0 |  | 0 | 0 | 0 |  | 0 | Mohanpur | RE Feeder 2
[5 empty] | Pujhar Tola |  |  |  | 0 | 0 | 0 |  | 0 | 0 | 0 |  | 0
[5 empty] | Thakur tola |  |  |  | 0 | 0 | 0 |  | 0 | 0 | 0 |  | 0
[5 empty] | Harizan Tola |  |  |  | 0 | 0 | 0 |  | 0 | 0 | 0 |  | 0
[5 empty] | Raban Tola |  |  |  | 0 | 0 | 0 |  | 0 | 0 | 0 |  | 0
[5 empty] | Naya Tola |  |  |  | 0 | 0 | 0 |  | 0 | 0 | 0 |  | 0
[5 empty] | Sub-Total |  |  |  | 0 | 0 | 0 | 0 | 0 | 0 | 0 | 0 | 0
|  |  |  | 63 | Tarabad | 1073300 |  |  | 0 | 0 | 0 |  | 0 | 0 | 1 | 3ph | 0.15 | Mohanpur | RE Feeder 2
[5 empty] | Niche Tola |  |  |  | 0 | 0 | 0 |  | 0 | 0 | 0 | 3ph | 0.8
[5 empty] | 2. Beltikri |  |  |  | 0 | 0 | 0 |  | 0 | 0 | 0 | 3ph | 0.42
[5 empty] | 3. Dahutaruper |  |  |  | 0 | 0 | 0 |  | 0 | 0 | 0 |  | 0
[5 empty] | Harijan Tola |  |  |  | 0 | 0 | 0 |  | 0 | 0 | 0 |  | 0
[5 empty] | Dahutar |  |  |  | 0 | 0 | 0 |  | 0 | 0 | 0 |  | 0
[5 empty] | 4. Kusumdih |  |  |  | 0 | 0 | 0 |  | 0 | 0 | 0 |  | 0
[5 empty] | 5. Lacmini Tar East |  |  |  | 0 | 0 | 0 |  | 0 | 0 | 0 |  | 0
[5 empty] | Lacmari Tar |  |  |  | 0 | 0 | 0 |  | 0 | 0 | 0 |  | 0
[5 empty] | Nawadih Tola |  |  |  | 0 | 0 | 0 |  | 0 | 0 | 0 |  | 0
[5 empty] | Sub-Total |  |  |  | 0 | 0 | 0 | 0 | 0 | 0 | 1 | 0 | 1.37
|  |  |  | 64 | Dumarthar | 1073800 |  |  | 0 | 0 | 0 |  | 0 | 0 | 0 | 3ph | 0.8 | Mohanpur | RE Feeder 2
[5 empty] | Yadav tola |  |  |  | 0 | 0 | 0 |  | 0 | 0 | 0 |  | 0
[5 empty] | Harijan tola |  |  |  | 0 | 0 | 0 |  | 0 | 0 | 0 |  | 0
[5 empty] | Rauth tola |  |  |  | 0 | 0 | 0 |  | 0 | 0 | 0 |  | 0
[5 empty] | Sub-Total |  |  |  | 0 | 0 | 0 | 0 | 0 | 0 | 0 | 0 | 0.8
|  |  |  | 65 | Singardih | 1074000 |  |  | 0 | 0 | 0 |  | 0 | 0 | 1 | 3ph | 0.08 | Mohanpur | RE Feeder 2
[5 empty] | Rawani Tola |  |  |  | 0 | 0 | 0 |  | 0 | 0 | 0 |  | 0.12
[5 empty] | Mandal tola |  |  |  | 0 | 0 | 0 |  | 0 | 0 | 0 |  | 0
[5 empty] | Uper tola |  |  |  | 0 | 0 | 0 |  | 0 | 0 | 0 |  | 0
[5 empty] | Chursiya Tola |  |  |  | 0 | 0 | 0 |  | 0 | 0 | 0 |  | 0.32
[5 empty] | Sub-Total |  |  |  | 0 | 0 | 0 | 0 | 0 | 0 | 1 | 0 | 0.52
|  |  |  | 66 | Patharchapti | 1074100 |  |  | 0 | 0 | 0 |  | 0 | 0 | 0 |  | 0 | Mohanpur | RE Feeder 2
[5 empty] | Sub-Total |  |  |  | 0 | 0 | 0 | 0 | 0 | 0 | 0 | 0 | 0
|  |  |  | 67 | Birhabaran | 1074200 |  |  | 0 | 0 | 0 |  | 0 | 0 | 1 | 3ph | 0.03 | Mohanpur | RE Feeder 2
[5 empty] | Sub-Total |  |  |  | 0 | 0 | 0 | 0 | 0 | 0 | 1 | 0 | 0.03
|  |  |  | 68 | Rangamodichak ( Roy Tola) | 1074300 |  |  | 0 | 0 | 0 |  | 0 | 0 | 0 |  | 0 | Mohanpur | RE Feeder 2
[5 empty] | Yadav tola-I |  |  |  | 0 | 0 | 0 |  | 0 | 0 | 0 |  | 0
[5 empty] | Naya Tola |  |  |  | 0 | 0 | 0 |  | 0 | 0 | 0 |  | 0
[5 empty] | Yadav Tola - II |  |  |  | 0 | 0 | 0 |  | 0 | 0 | 0 |  | 0
[5 empty] | Sub-Total |  |  |  | 0 | 0 | 0 | 0 | 0 | 0 | 0 | 0 | 0
|  |  |  | 69 | Latwabaran(Midle tola) | 1074500 |  |  | 0 | 0 | 0 |  | 0 | 0 | 0 |  | 0 | Mohanpur | RE Feeder 2
[5 empty] | Niche tola |  |  |  | 0 | 0 | 0 |  | 0 | 0 | 0 |  | 0
[5 empty] | Uper tola |  |  |  | 0 | 0 | 0 |  | 0 | 0 | 0 |  | 0
[5 empty] | Sub-Total |  |  |  | 0 | 0 | 0 | 0 | 0 | 0 | 0 | 0 | 0
|  |  |  | 70 | Barmasiya | 1074700 |  |  | 0 | 0 | 0 |  | 0 | 0 | 0 | 0 | 0 | Mohanpur | RE Feeder 2
[5 empty] | Sub-Total |  |  |  | 0 | 0 | 0 | 0 | 0 | 0 | 0 | 0 | 0
|  |  |  | 71 | Chhota Janaki | 1074800 |  |  | 0 | 0 | 0 |  | 0 | 0 | 0 | 0 | 0 | Mohanpur | RE Feeder 2
[5 empty] | Sub-Total |  |  |  | 0 | 0 | 0 | 0 | 0 | 0 | 0 | 0 | 0
|  |  |  | 72 | Kathia Janaki(Mandal tola) | 1074900 |  |  | 0 | 0 | 0 |  | 0 | 0 | 0 |  | 0 | Mohanpur | RE Feeder 2
[5 empty] | Yadav tola |  |  |  | 0 | 0 | 0 |  | 0 | 0 | 0 |  | 0
[5 empty] | Harijan tola |  |  |  | 0 | 0 | 0 |  | 0 | 0 | 1 | 3ph | 0.12
[5 empty] | Sub-Total |  |  |  | 0 | 0 | 0 | 0 | 0 | 0 | 1 | 0 | 0.12
|  |  |  | 73 | Dharhi Kolhariya | 1075000 |  |  | 0 | 0 | 0 |  | 0 | 0 | 0 | 0 | 0 | Mohanpur | RE Feeder 2
[5 empty] | Sub-Total |  |  |  | 0 | 0 | 0 | 0 | 0 | 0 | 0 | 0 | 0
|  |  |  | 74 | Barakala (Tola) | 1075900 |  |  | 0 | 0 | 0 |  | 0 | 0 | 1 | 3ph | 0.2 | Mohanpur | RE Feeder 18
[5 empty] | Harijan tola 1 |  |  |  | 0 | 0 | 0 |  | 0 | 0 | 0 |  | 0
[5 empty] | Harijan tola 2 |  |  |  | 0 | 0 | 0 |  | 0 | 0 | 0 | 3ph | 0.12
[5 empty] | Santhal tola |  |  |  | 0 | 0 | 0 |  | 0 | 0 |  |  | 0
[5 empty] | Mandal tola |  |  |  | 0 | 0 | 0 |  | 0 | 0 |  |  | 0
[5 empty] | Danga tola |  |  |  | 0 | 0 | 0 |  | 0 | 0 |  |  | 0.04
[5 empty] | Thakur tola |  |  |  | 0 | 0 | 0 |  | 0 | 0 |  |  | 0
[5 empty] | Sub-Total |  |  |  | 0 | 0 | 0 | 0 | 0 | 0 | 1 | 0 | 0.36
|  |  |  | 75 | Dahijor | 1077100 |  |  | 0 | 0 | 0 |  | 0 | 0 | 0 | 0 | 0 | Mohanpur | RE Feeder 2
[5 empty] | Middle Tola |  |  |  | 0 | 0 | 0 |  | 0 | 0 |  | 3ph | 0.08
[5 empty] | Niche Tola |  |  |  | 0 | 0 | 0 |  | 0 | 0 |  |  | 0.14
[5 empty] | Sub-Total |  |  |  | 0 | 0 | 0 | 0 | 0 | 0 | 0 | 0 | 0.22
|  |  |  | 76 | Barsatiya | 1077500 |  |  | 0 | 0 | 0 |  | 0 | 0 | 0 | 0 | 0 | Mohanpur | RE Feeder 22
[5 empty] | Sub-Total |  |  |  | 0 | 0 | 0 | 0 | 0 | 0 | 0 | 0 | 0
|  |  |  | 77 | Banka | 1077600 |  |  | 1 | 1 | 0 | 1 ph 3 ph | 26 | 1 | 2 | 1 ph 3 ph | 0.6
[5 empty] | Mayur Nach |  |  |  | 0 | 0 | 0 |  | 0 | 0 | 0 |  | 0 | Mohanpur | RE Feeder 22
[5 empty] | Danpara |  |  |  | 0 | 0 | 0 |  | 0 | 0 | 0 |  | 0
[5 empty] | Ghatwal Tola |  |  |  | 0 | 0 | 0 |  | 0 | 0 | 0 |  | 0
[5 empty] | Pujhar Tola |  |  |  | 0 | 0 | 0 |  | 0 | 0 | 0 |  | 0
[5 empty] | Sub-Total |  | 0 | 0 | 1 | 1 | 0 | 0 | 0 | 0 | 0 | 0 | 0
|  |  |  | 78 | Dumariya | 1077800 |  |  | 0 | 0 | 0 |  | 0 | 0 | 1 | 3ph | 0.24 | Mohanpur | RE Feeder 22
[5 empty] | Borenper Tola |  |  |  | 0 | 0 | 0 |  | 0 | 0 |  | 3ph | 0.08
[5 empty] | School Tola |  |  |  | 0 | 0 | 0 |  | 0 | 0 | 0 | 0 | 0
[5 empty] | Sub-Total |  | 0 | 0 | 0 | 0 | 0 | 0 | 0 | 0 | 1 | 0 | 0.32
|  |  |  | 79 | Beltikri | 1078000 |  |  | 0 | 0 | 0 |  | 0 | 0 | 0 |  | 0.16 | Mohanpur | RE Feeder 22
[5 empty] | Mahato Tola |  |  |  | 0 | 0 | 0 |  | 0 | 0 | 0 |  | 0
[5 empty] | Thakur tola |  |  |  | 0 | 0 | 0 |  | 0 | 0 | 0 |  | 0
[5 empty] | Santhal tola |  |  |  | 0 | 0 | 0 |  | 0 | 0 | 0 |  | 0
[5 empty] | Sub-Total |  | 0 | 0 | 0 | 0 | 0 | 0 | 0 | 0 | 0 | 0 | 0.16
|  |  |  | 80 | Dhawatanr | 1078100 |  |  | 0 | 0 | 0 |  | 0 | 0 | 0 |  | 0 | Mohanpur | RE Feeder 22
[5 empty] | Dangal Tola |  |  |  | 0 | 0 | 0 |  | 0 | 0 |  |  | 0
[5 empty] | Sub-Total |  | 0 | 0 | 0 | 0 | 0 | 0 | 0 | 0 | 0 | 0 | 0
|  |  |  | 81 | Domohan (Niche Tola) | 1078500 |  |  | 0 | 0 | 0 |  | 0 | 0 | 0 |  | 0 | Mohanpur | RE Feeder 22
[5 empty] | Yadav Tola |  |  |  | 0 | 0 | 0 |  | 0 | 0 |  |  | 0
[5 empty] | Tante Tola |  |  |  | 0 | 0 | 0 |  | 0 | 0 |  |  | 0
[5 empty] | Sub-Total |  | 0 | 0 | 0 | 0 | 0 | 0 | 0 | 0 | 0 | 0 | 0
|  |  |  | 82 | Hathwari | 1079200 |  |  | 0 | 0 | 0 |  | 0 | 0 | 0 |  | 0 | Mohanpur | RE Feeder 22
[5 empty] | Sub-Total |  | 0 | 0 | 0 | 0 | 0 | 0 | 0 | 0 | 0 | 0 | 0
|  |  |  | 83 | Jhilighat(Bhuturai tola) | 1079600 |  |  | 0 | 0 | 0 |  | 0 | 0 | 0 |  | 0 | Mohanpur | RE Feeder 22
[5 empty] | Harijan tola 1 |  |  |  | 0 | 0 | 0 |  | 0 | 0 | 0 |  | 0
[5 empty] | Harijan tola 2 |  |  |  | 0 | 0 | 0 |  | 0 | 0 | 0 |  | 0
[5 empty] | Sub-Total |  | 0 | 0 | 0 | 0 | 0 | 0 | 0 | 0 | 0 | 0 | 0
|  |  |  | 84 | Jogikupa | 1080000 |  |  | 0 | 0 | 0 |  | 0 | 0 | 0 |  | 0 | Mohanpur | RE Feeder 22
[5 empty] | Niche tola |  |  |  | 0 | 0 | 0 |  | 0 | 0 | 0 |  | 0
[5 empty] | Sub-Total |  | 0 | 0 | 0 | 0 | 0 | 0 | 0 | 0 | 0 | 0 | 0
|  |  |  | 85 | Pharkasamra | 1080100 |  |  | 0 | 0 | 0 |  | 0 | 0 | 1 | 3ph | 0.12 | Mohanpur | RE Feeder 22
[5 empty] | Nai tola |  |  |  | 0 | 0 | 0 |  | 0 | 0 | 0 |  | 0
[5 empty] | Uper tola |  |  |  | 0 | 0 | 0 |  | 0 | 0 | 0 |  | 0
[5 empty] | Niche tola |  |  |  | 0 | 0 | 0 |  | 0 | 0 |  |  | 0
[5 empty] | Manjhi tola |  |  |  | 0 | 0 | 0 |  | 0 | 0 |  |  | 0
[5 empty] | Mandal tola |  |  |  | 0 | 0 | 0 |  | 0 | 0 |  |  | 0
[5 empty] | Sub-Total |  | 0 | 0 | 0 | 0 | 0 | 0 | 0 | 0 | 1 | 0 | 0.12
|  |  |  | 86 | Mahuadabar (Mahto Tola) | 1080300 |  |  | 0 | 0 | 0 |  | 0 | 0 | 0 | 0 | 0 | Mohanpur | RE Feeder 22
[5 empty] | Chaudhari Tola |  |  |  | 0 | 0 | 0 |  | 0 | 0 | 0 | 0 | 0
[5 empty] | Sub-Total |  | 0 | 0 | 0 | 0 | 0 | 0 | 0 | 0 | 0 | 0 | 0
|  |  |  | 87 | Padumbana | 1080400 |  |  | 0 | 0 | 0 |  | 0 | 0 |  |  | 0 | Mohanpur | RE Feeder 22
[5 empty] | Sub-Total |  | 0 | 0 | 0 | 0 | 0 | 0 | 0 | 0 | 0 | 0 | 0
|  |  |  | 88 | Arazi Padumbana | 1080500 |  |  | 0 | 0 | 0 |  | 0 | 0 | 1 |  | 0.05 | Mohanpur | RE Feeder 22
[5 empty] | Sub-Total |  | 0 | 0 | 0 | 0 | 0 | 0 | 0 | 0 | 1 | 0 | 0.05
|  |  |  | 89 | Charkipahari | 1080900 |  |  | 0 | 0 | 0 |  | 0 | 0 | 1 | 3ph | 0.12 | Mohanpur | RE Feeder 22
[5 empty] | Road tola |  |  |  | 0 | 0 | 0 |  | 0 | 0 | 0 | 0 | 0
[5 empty] | Santhal tola |  |  |  | 0 | 0 | 0 |  | 0 | 0 |  |  | 0
[5 empty] | Yadav tola |  |  |  | 0 | 0 | 0 |  | 0 | 0 |  |  | 0
[5 empty] | Sub-Total |  | 0 | 0 | 0 | 0 | 0 | 0 | 0 | 0 | 1 | 0 | 0.12
|  |  |  | 90 | Baghduba (Harijan Tola) | 1081100 |  |  | 0 | 0 | 0 |  | 0 | 0 | 1 | 3ph | 0.095 | Mohanpur | RE Feeder 22
[5 empty] | Bagudbu |  |  |  | 0 | 0 | 0 |  | 0 | 0 |  |  | 0
[5 empty] | Pujhar |  |  |  | 0 | 0 | 0 |  | 0 | 0 |  |  | 0
[5 empty] | Sub-Total |  | 0 | 0 | 0 | 0 | 0 | 0 | 0 | 0 | 1 | 0 | 0.095
|  |  |  | 91 | Baijandih (Napit Tola) | 1081300 |  |  | 0 | 0 | 0 |  | 0 | 0 |  |  |  | Mohanpur | RE Feeder 22
[5 empty] | Harijan Tola |  |  |  | 0 | 0 | 0 |  | 0 | 0
[5 empty] | Babandih |  |  |  | 0 | 0 | 0 |  | 0 | 0
[5 empty] | Naya Tola |  |  |  | 0 | 0 | 0 |  | 0 | 0 | 0 |  | 0
[5 empty] | Sub-Total |  | 0 | 0 | 0 | 0 | 0 | 0 | 0 | 0 | 0 | 0 | 0
|  |  |  | 92 | Suardahi (Mahato Tola) | 1081500 |  |  | 0 | 0 | 0 |  | 0 | 0 |  |  | 0 | Mohanpur | RE Feeder 22
[5 empty] | Harijan Tola |  |  |  | 0 | 0 | 0 |  | 0 | 0 | 0 |  | 0
[5 empty] | Mandal tola |  |  |  | 0 | 0 | 0 |  | 0 | 0 | 0 |  | 0
[5 empty] | Sub-Total |  | 0 | 0 | 0 | 0 | 0 | 0 | 0 | 0 | 0 | 0 | 0
|  |  |  | 93 | Chhotbahiari | 1081700 |  |  | 0 | 0 | 0 |  | 0 | 0 |  |  | 0 | Mohanpur | RE Feeder 22
[5 empty] | Yadav tola |  |  |  | 0 | 0 | 0 |  | 0 | 0 | 0 |  | 0
[5 empty] | Santhal tola |  |  |  | 0 | 0 | 0 |  | 0 | 0 |  |  | 0
[5 empty] | Sub-Total |  | 0 | 0 | 0 | 0 | 0 | 0 | 0 | 0 | 0 | 0 | 0
|  |  |  | 94 | Hirakanali | 1081800 |  |  | 0 | 0 | 0 |  | 0 | 0 | 0 |  | 0 | Mohanpur | RE Feeder 22
[5 empty] | Dangal Tola |  |  |  | 0 | 0 | 0 |  | 0 | 0 | 0 |  | 0
[5 empty] | Yadav tola |  |  |  | 0 | 0 | 0 |  | 0 | 0 | 0 |  | 0
[5 empty] | Sub-Total |  | 0 | 0 | 0 | 0 | 0 | 0 | 0 | 0 | 0 | 0 | 0
|  |  |  | 95 | Khaspalag Chhit | 1082100 |  |  | 0 | 1 | 0 | 3 ph | 16 | 0.36 | 2 | 3 ph | 0 | Mohanpur | RE Feeder 22
[5 empty] | Sub-Total |  | 0 | 0 | 0 | 1 | 0 | 0 | 16 | 0.36 | 2 | 0 | 0
|  |  |  | 96 | Chopa (Uper Tola | 1082700 |  |  | 0 | 0 | 0 |  | 0 | 0 | 1 | 3ph | 0.09 | Mohanpur | RE Feeder 22
[5 empty] | Tante Tola |  |  |  | 0 | 0 | 0 |  | 0 | 0 | 0 | 0 | 0
[5 empty] | Mahato Tola |  |  |  | 0 | 0 | 0 |  | 0 | 0 |  | 3ph | 0.04
[5 empty] | Dangal Tola |  |  |  | 0 | 0 | 0 |  | 0 | 0 |  |  | 0
[5 empty] | Niche tola |  |  |  | 0 | 0 | 0 |  | 0 | 0 | 0 |  | 0
[5 empty] | Sub-Total |  | 0 | 0 | 0 | 0 | 0 | 0 | 0 | 0 | 1 | 0 | 0.13
|  |  |  | 97 | Dudhaniya | 1083000 |  |  | 0 | 0 | 0 |  | 0 | 0 | 1 |  | 0.2 | Mohanpur | RE Feeder 22
[5 empty] | Napit tola |  |  |  | 0 | 0 | 0 |  | 0 | 0 |  |  | 0
[5 empty] | Sub-Total |  | 0 | 0 | 0 | 0 | 0 | 0 | 0 | 0 | 1 | 0 | 0.2
|  |  |  | 98 | Chakarman | 1083100 |  |  | 0 | 0 | 0 |  | 0 | 0 | 0 | 0 | 0 | Mohanpur | RE Feeder 22
[5 empty] | Ghatwari Tola |  |  |  | 0 | 0 | 0 |  | 0 | 0 | 0 | 0 | 0
[5 empty] | Harijan Tola |  |  |  | 0 | 1 | 0 | 3 ph | 16 | 0.75 | 3 | 3 ph | 0.6
[5 empty] | Dhobi tola |  |  |  | 0 | 0 | 0 |  | 0 | 0 |  |  | 0
[5 empty] | Sub-Total |  | 0 | 0 | 0 | 1 | 0 | 0 | 16 | 0.75 | 3 | 0 | 0.6
|  |  |  | 99 | Marikdih | 1083300 |  |  | 0 | 0 | 0 |  | 0 | 0 | 0 |  | 0 | Mohanpur | RE Feeder 22
[5 empty] | Harijan tola 1 |  |  |  | 0 | 0 | 0 |  | 0 | 0 |  |  | 0
[5 empty] | Harijan tola 2 |  |  |  | 0 | 0 | 0 |  | 0 | 0 | 0 |  | 0
[5 empty] | Mahato tola |  |  |  | 0 | 0 | 0 |  | 0 | 0 |  |  | 0
[5 empty] | Sub-Total |  | 0 | 0 | 0 | 0 | 0 | 0 | 0 | 0 | 0 | 0 | 0
|  |  |  | 100 | Arazi Rhawi | 1083600 |  |  | 0 | 0 | 0 |  | 0 | 0 | 0 | 0 | 0 | Mohanpur | RE Feeder 22
[5 empty] | Harijan tola 1 |  |  |  | 0 | 0 | 0 |  | 0 | 0
[5 empty] | Harijan tola 2 |  |  |  | 0 | 0 | 0 |  | 0 | 0 | 0
[5 empty] | Niche tola |  |  |  | 0 | 0 | 0 |  | 0 | 0
[5 empty] | Dangal tola |  |  |  | 0 | 0 | 0 |  | 0 | 0
[5 empty] | Sub-Total |  | 0 | 0 | 0 | 0 | 0 | 0 | 0 | 0 | 0 | 0 | 0
|  |  |  | 101 | Mohanpur | 1083700 |  |  | 0 | 0 | 0 |  | 0 | 0 | 1 | 3ph | 0.5 | Mohanpur | RE Feeder 22
[5 empty] | Bajar tola |  |  |  | 0 | 0 | 0 |  | 0 | 0 |  |  | 0
[5 empty] | Sub-Total |  | 0 | 0 | 0 | 0 | 0 | 0 | 0 | 0 | 1 | 0 | 0.5
|  |  |  | 102 | Singhraydih | 1084200 |  |  | 0 | 0 | 0 |  | 0 | 0 | 1 | 3ph | 0.12 | Mohanpur | RE Feeder 18
[5 empty] | Sub-Total |  | 0 | 0 | 0 | 0 | 0 | 0 | 0 | 0 | 1 | 0 | 0.12
|  |  |  | 103 | Tasariya | 1084600 |  |  | 0 | 0 | 0 |  | 0 | 0 | 0 |  | 0 | Mohanpur | RE Feeder 18
[5 empty] | Sub-Total |  | 0 | 0 | 0 | 0 | 0 | 0 | 0 | 0 | 0 | 0 | 0
|  |  |  | 104 | Pathri | 1085500 |  |  | 0 | 0 | 0 |  | 0 | 0 | 0 |  | 0 | Mohanpur | RE Feeder 18
[5 empty] | Sub-Total |  | 0 | 0 | 0 | 0 | 0 | 0 | 0 | 0 | 0 | 0 | 0
|  |  |  | 105 | Bansdiha (Gobar Tilha) | 1089200 |  |  | 0 | 0 | 0 |  | 0 | 0 | 0 |  | 0 | Mohanpur | RE Feeder 18
[5 empty] | Harijan Tola(II) |  |  |  | 0 | 0 | 0 |  | 0 | 0 |  |  | 0
[5 empty] | Baldiha |  |  |  | 0 | 0 | 0 |  | 0 | 0 |  |  | 0
[5 empty] | Dangal tola |  |  |  | 0 | 0 | 0 |  | 0 | 0 | 1 | 3ph | 0.08
[5 empty] | Harijan Tola |  |  |  | 0 | 0 | 0 |  | 0 | 0 |  |  | 0
[5 empty] | Sub-Total |  | 0 | 0 | 0 | 0 | 0 | 0 | 0 | 0 | 1 | 0 | 0.08
|  |  |  | 106 | Sirsananthar | 1089400 |  |  | 0 | 0 | 0 |  | 0 | 0 | 0 |  | 0 | Mohanpur | RE Feeder 18
[5 empty] | Harijan Tola |  |  |  | 0 | 0 | 0 |  | 0 | 0 |  | 3ph | 0.12
[5 empty] | Sub-Total |  | 0 | 0 | 0 | 0 | 0 | 0 | 0 | 0 | 0 | 0 | 0.12
|  |  |  | 107 | Tiurpahar | 1090000 |  |  | 0 | 0 | 0 |  | 0 | 0 | 0 | 0 | 0 | Mohanpur | RE Feeder 16
[5 empty] | Sub-Total |  | 0 | 0 | 0 | 0 | 0 | 0 | 0 | 0 | 0 | 0 | 0
|  |  |  | 108 | Patjor | 1090900 |  |  | 0 | 0 | 0 |  | 0 | 0 | 0 |  | 0 | Mohanpur | RE Feeder 16
[5 empty] | Muslim Tola-i |  |  |  | 0 | 0 | 0 |  | 0 | 0 | 0 | 3ph | 0.12
[5 empty] | Muslim Tola-II |  |  |  | 0 | 0 | 0 |  | 0 | 0 | 0 |  | 0
[5 empty] | School Tola |  |  |  | 0 | 0 | 0 |  | 0 | 0 | 0 | 3ph | 0.12
[5 empty] | Sub-Total |  | 0 | 0 | 0 | 0 | 0 | 0 | 0 | 0 | 0 | 0 | 0.24
|  |  |  | 109 | Dudhwajor | 1091200 |  |  |  | 0 | 0 |  | 0 | 0 | 0 |  | 0 | Mohanpur | RE Feeder 16
[5 empty] | Sub-Total |  | 0 | 0 | 0 | 0 | 0 | 0 | 0 | 0 | 0 | 0 | 0
|  |  |  | 110 | Siktiya | 1091600 |  |  | 0 | 0 | 0 |  | 0 | 0 | 1 | 3ph | 0.36 | Mohanpur | RE Feeder 16
[5 empty] | Tanti tola |  |  |  | 0 | 0 | 0 |  | 0 | 0 |  |  | 0.16
[5 empty] | Road side tola |  |  |  | 0 | 0 | 0 |  | 0 | 0 |  |  | 0.2
[5 empty] | Sub-Total |  | 0 | 0 | 0 | 0 | 0 | 0 | 0 | 0 | 1 | 0 | 0.72
|  |  |  | 111 | Kharwa (Harijan Tola) | 1092300 |  |  |  |  | 0 |  | 0 | 0 | 3 | 3ph | 0.09 | Mohanpur | RE Feeder 16
[5 empty] | Muslim Tola |  |  |  | 0 | 0 | 0 |  | 0 | 0 |  |  | 0.05
[5 empty] | Mandal tola |  |  |  | 0 | 0 | 0 |  | 0 | 0 |  |  | 0.3
[5 empty] | Sub-Total |  | 0 | 0 | 0 | 0 | 0 | 0 | 0 | 0 | 3 | 0 | 0.44
|  |  |  | 112 | Ropni | 1092400 |  |  | 0 | 0 | 0 |  | 0 | 0 | 1 | 3ph | 0.64 | Mohanpur | RE Feeder 16
[5 empty] | Sub-Total |  | 0 | 0 | 0 | 0 | 0 | 0 | 0 | 0 | 1 | 0 | 0.64
|  |  |  | 113 | Phutabandh | 1092800 |  |  | 0 | 0 | 0 |  | 0 | 0 |  | 3ph | 0.5 | Mohanpur | RE Feeder 16
[5 empty] | Sub-Total |  | 0 | 0 | 0 | 0 | 0 | 0 | 0 | 0 | 0 | 0 | 0.5
|  |  |  | 114 | Balthar (Dangal Tola) | 1092900 |  |  | 0 | 2 | 0 | 3 ph | 32 | 0.35 | 3 | 3 ph | 0.68 | Mohanpur | RE Feeder 16
[5 empty] | Yadav Tola |  |  |  | 0 | 0 | 0 |  | 0 | 0 | 1 | 3ph | 0.4
[5 empty] | Muslim Tola |  |  |  | 0 | 0 | 0 |  | 0 | 0 |  | 3ph | 0.5
[5 empty] | Sub-Total |  | 0 | 0 | 0 | 2 | 0 | 0 | 32 | 0.35 | 4 | 0 | 1.58
|  |  |  | 115 | Banjhi (Niche Tola) | 1094600 |  |  | 0 | 0 | 0 |  | 0 |  |  | 3ph | 0.05 | Mohanpur | RE Feeder 16
[5 empty] | Banjhi |  |  |  | 0 | 0 | 0 |  | 0 |  |  |  | 0
[5 empty] | Santhal tola |  |  |  | 0 | 2 | 0 | 3 ph | 32 | 1.6 | 4 | 3 ph | 0.8
[5 empty] | Sub-Total |  | 0 | 0 | 0 | 2 | 0 | 0 | 32 | 1.6 | 4 | 0 | 0.85
|  |  |  | 116 | Bank (Mandal Tola) | 1094800 |  |  | 0 | 0 | 0 |  | 0 |  |  | 3ph | 0.12 | Mohanpur | RE Feeder 16
[5 empty] | Pandit tola |  |  |  | 0 | 0 | 0 |  | 0 | 0 | 2 | 3ph | 0.72
[5 empty] | Santhal tola |  |  |  | 0 | 0 | 0 |  | 0 | 0 | 0 |  | 0
[5 empty] | Teli Tola |  |  |  | 0 | 0 | 0 |  | 0 |  |  |  | 0
[5 empty] | Pujahar Tola |  |  |  | 0 | 0 | 0 |  | 0 | 0 | 0 |  | 0
[5 empty] | Sub-Total |  | 0 | 0 | 0 | 0 | 0 | 0 | 0 | 0 | 2 | 0 | 0.84
|  |  |  | 117 | Uper tola(Ghormara) | 1094900 |  |  | 0 | 0 | 0 |  | 0 | 0 |  |  | 0 | Mohanpur | RE Feeder 16
[5 empty] | Yadav tola |  |  |  | 0 | 0 | 0 |  | 0 | 0 | 0 |  | 0
[5 empty] | Het tola |  |  |  | 0 | 0 | 0 |  | 0 | 0 | 2 | 3ph | 0.1
[5 empty] | Harijan tola |  |  |  | 0 | 0 | 0 |  | 0 | 0 | 0 |  | 0
[5 empty] | Sub-Total |  | 0 | 0 | 0 | 0 | 0 | 0 | 0 | 0 | 2 | 0 | 0.1
|  |  |  | 118 | Latasare (Harijan Colony) | 1095000 |  |  | 0 | 0 | 0 |  | 0 | 0 | 0 | 0 | 0 | Mohanpur | RE Feeder 16
[5 empty] | Mandal tola |  |  |  | 0 | 0 | 0 |  | 0 | 0 | 0 | 0 | 0
[5 empty] | Latasare |  |  |  | 0 | 0 | 0 |  | 0 | 0 | 0 | 0 | 0
[5 empty] | Muslim Tola (south) |  |  |  | 0 | 0 | 0 |  | 0 | 0 | 0 | 0 | 0
[5 empty] | Muslim Tola (North) |  |  |  | 0 | 0 | 0 |  | 0 | 0 | 0 | 0 | 0
[5 empty] | Sub-Total |  | 0 | 0 | 0 | 0 | 0 | 0 | 0 | 0 | 0 | 0 | 0
|  |  |  | 119 | Jagatpur (Harijan Tola | 1095900 |  |  | 0 | 0 | 0 |  | 0 | 0 | 3 | 3ph | 0.1 | Mohanpur | RE Feeder 16
[5 empty] | uper tola |  |  |  | 0 | 0 | 0 |  | 0 | 0 | 0 | 3ph | 0.05
[5 empty] | Dangal tola |  |  |  | 0 | 0 | 0 |  | 0 | 0 |  |  | 0
[5 empty] | Sub-Total |  | 0 | 0 | 0 | 0 | 0 | 0 | 0 | 0 | 3 | 0 | 0.15
[5 empty] | BLOCK TOTAL |  | 0 | 0 | 6 | 10 | 0 | 0 | 207 | 6.48 | 60 | 0 | 19.475
| 3 | SARWAN | 3 | 1 | Thari | 1097300 | 2x3.15+ 1x5 |  | 0 | 0 | 0 |  | 0 | 0 | 0 | 0 | 0 | Sarvan | RE-24
[5 empty] | Babhan Tola |  | Proposed |  | 0 | 0 | 0 |  | 0 | 0 | 0 | 0 | 0 | Sarvan | RE-24
[5 empty] | Das Tola |  |  |  | 0 | 0 | 0 |  | 0 | 0 | 0 | 0 | 0 | Sarvan | RE-24
[5 empty] | Harijan Tola |  |  |  | 0 | 0 | 0 |  | 0 | 0 | 0 | 0 | 0 | Sarvan | RE-24
[5 empty] | Yadav Tola |  |  |  | 0 | 0 | 0 |  | 0 | 0 | 0 | 0 | 0 | Sarvan | RE-24
[5 empty] | Sub - Total |  |  |  | 0 | 0 | 0 | 0 | 0 | 0 | 0 | 0 | 0 | Sarvan | RE-24
|  |  |  | 2 | Kapasiya | 1098300 |  |  | 0 | 0 | 0 |  | 0 | 0 | 0 | 0 | 0 | Sarvan | RE-24
[5 empty] | Sub - Total |  |  |  | 0 | 0 | 0 | 0 | 0 | 0 | 0 | 0 | 0 | Sarvan | RE-24
|  |  |  | 3 | Parsodih Rajput Tola | 1098600 |  |  | 0 | 0 | 0 |  | 0 | 0 | 0 | 0 | 0 | Sarvan | RE-24
[5 empty] | Chhota Rajput Tola |  |  |  | 0 | 0 | 0 |  | 0 | 0 | 0 | 0 | 0 | Sarvan | RE-24
[5 empty] | Yadav Tola |  |  |  | 0 | 0 | 0 |  | 0 | 0 | 0 | 0 | 0 | Sarvan | RE-24
[5 empty] | Sub - Total |  |  |  | 0 | 0 | 0 | 0 | 0 | 0 | 0 | 0 | 0 | Sarvan | RE-24
|  |  |  | 4 | Dulidi Down Yadav Tola | 1098700 |  |  | 0 | 1 | 0 | 3 ph | 16 | 0.42 | 2 | 3ph | 0.96 | Sarvan | RE-24
[5 empty] | Uppar Tola | 0 |  |  | 0 | 0 | 0 |  | 0 | 0 | 0 | 0 | 0 | Sarvan | RE-24
[5 empty] | Rajput Tola | 0 |  |  | 0 | 0 | 0 |  | 0 | 0 | 0 | 0 | 0 | Sarvan | RE-24
[5 empty] | Sub - Total |  |  |  | 0 | 1 | 0 | 0 | 16 | 0.42 | 2 | 0 | 0.96 | Sarvan | RE-24
|  |  |  | 5 | Bichgarha | 1098900 |  |  | 0 | 0 | 0 |  | 0 | 0 | 0 | 0 | 0 | Sarvan | RE-23
[5 empty] | Harijan Tola |  |  |  | 0 | 0 | 0 |  | 0 | 0 | 0 | 0 | 0 | Sarvan | RE-23
[5 empty] | Yadav Tola |  |  |  | 0 | 0 | 0 |  | 0 | 0 | 0 | 0 | 0 | Sarvan | RE-23
[5 empty] | Sub - Total |  |  |  | 0 | 0 | 0 | 0 | 0 | 0 | 0 | 0 | 0 | Sarvan | RE-23
|  |  |  | 6 | Ghorparas | 1099000 |  |  | 0 | 0 | 0 |  | 0 | 0 | 0 | 0 | 0.8 | Sarvan | RE-23
[5 empty] | Sub - Total |  |  |  | 0 | 0 | 0 | 0 | 0 | 0 | 0 | 0 | 0.8 | Sarvan | RE-23
|  |  |  | 7 | Kulmandih | 1099900 |  |  | 0 | 0 | 0 |  | 0 | 0 | 0 | 0 | 0 | Sarvan | RE-23
[5 empty] | Yadav Tola | 0 |  |  | 0 | 0 | 0 |  | 0 | 0 | 0 | 0 | 0 | Sarvan | RE-23
[5 empty] | Sub - Total |  |  |  | 0 | 0 | 0 | 0 | 0 | 0 | 0 | 0 | 0 | Sarvan | RE-23
|  |  |  | 8 | Lilambardih Yadav Tola | 1103600 |  |  | 0 | 0 | 0 |  | 0 | 0.92 | 1 | 3Ph | 0.6 | Sarvan | RE-23
[5 empty] | Santhal Tola |  |  |  | 0 | 1 | 0 | 3 ph | 16 | 0 | 2 | 3ph | 0.25 | Sarvan | RE-23
[5 empty] | Sub - Total |  |  |  | 0 | 1 | 0 | 0 | 16 | 0.92 | 3 | 0 | 0.85 | Sarvan | RE-23
|  |  |  | 9 | Tikoryadih Brahman Tola | 1103800 |  |  | 0 | 0 | 0 |  | 0 | 0 | 0 | 0 | 0 | Sarvan | RE-23
[5 empty] | Rout Tola |  |  |  | 0 | 0 | 0 |  | 0 | 0 | 0 | 0 | 0 | Sarvan | RE-23
[5 empty] | Sub - Total |  |  |  | 0 | 0 | 0 | 0 | 0 | 0 | 0 | 0 | 0 | Sarvan | RE-23
|  |  |  | 10 | Narangi | 1103900 |  |  | 0 | 0 | 0 |  | 0 | 0 | 0 | 0 | 0 | Sarvan | RE-23
[5 empty] | Harijan Tola |  |  |  | 0 | 0 | 0 |  | 0 | 0 | 0 | 0 | 0 | Sarvan | RE-23
[5 empty] | Jha Tola |  |  |  | 0 | 0 | 0 |  | 0 | 0 | 0 | 0 | 0 | Sarvan | RE-23
[5 empty] | Sub - Total |  |  |  | 0 | 0 | 0 | 0 | 0 | 0 | 0 | 0 | 0 | Sarvan | RE-23
|  |  |  | 11 | Upar Sumbha | 1104400 |  |  | 0 | 0 | 0 |  | 0 | 0.6 | 0 | 3ph | 0.22 | Sarvan | RE-23
[5 empty] | Nichli Tola |  |  |  | 0 | 0 | 0 |  | 0 | 0 | 0 | 0 | 0 | Sarvan | RE-23
[5 empty] | Sub - Total |  |  |  | 0 | 0 | 0 | 0 | 0 | 0.6 | 0 | 0 | 0.22 | Sarvan | RE-23
|  |  |  | 12 | Kesiraydih | 1104500 |  |  | 0 | 0 | 0 |  | 0 | 0 | 0 | 0 | 0 | Sarvan | RE-23
[5 empty] | Sub - Total |  |  |  | 0 | 0 | 0 | 0 | 0 | 0 | 0 | 0 | 0 | Sarvan | RE-23
|  |  |  | 13 | Suryadih | 1104600 |  |  | 0 | 0 | 0 |  | 0 | 0 | 0 | 0 | 0 | Sarvan | RE-23
[5 empty] | Sub - Total |  |  |  | 0 | 0 | 0 | 0 | 0 | 0 | 0 | 0 | 0 | Sarvan | RE-23
|  |  |  | 14 | Singraydih | 1104800 |  |  | 0 | 0 | 0 |  | 0 | 0 | 0 | 0 | 0 | Sarvan | RE-23
[5 empty] | Sub - Total |  |  |  | 0 | 0 | 0 | 0 | 0 | 0 | 0 | 0 | 0 | Sarvan | RE-23
|  |  |  | 15 | Baidnathpur Manjhi Tola | 1104900 |  |  | 0 | 0 | 0 |  | 0 | 0 | 0 | 0 | 0 | Sarvan | RE-23
[5 empty] | Bhumihar Tola |  |  |  | 0 | 0 | 0 |  | 0 | 0 | 0 | 0 | 0 | Sarvan | RE-23
[5 empty] | Harijan Tola |  |  |  | 0 | 0 | 0 |  | 0 | 0 | 0 | 0 | 0 | Sarvan | RE-23
[5 empty] | Rout Tola |  |  |  | 0 | 0 | 0 |  | 0 | 0 | 0 | 0 | 0 | Sarvan | RE-23
[5 empty] | Rawani Tola |  |  |  | 0 | 0 | 0 |  | 0 | 0 | 0 | 0 | 0 | Sarvan | RE-23
[5 empty] | Das Tola |  |  |  | 0 | 0 | 0 |  | 0 | 0 | 0 | 0 | 0 | Sarvan | RE-23
[5 empty] | Yadav Tola |  |  |  | 0 | 0 | 0 |  | 0 |  |  |  |  | Sarvan | RE-23
[5 empty] | Sub - Total |  |  |  | 0 | 0 | 0 | 0 | 0 | 0 | 0 | 0 | 0 | Sarvan | RE-23
|  |  |  | 16 | Kharna Heth Tola | 1105000 |  |  | 0 | 0 | 0 |  | 0 | 0 | 0 | 0 | 0 | Sarvan | RE-23
[5 empty] | Uppar Tola |  |  |  | 0 | 0 | 0 |  | 0 | 0 | 0 | 0 | 0 | Sarvan | RE-23
[5 empty] | Mahto Tola |  |  |  | 0 | 0 | 0 |  | 0 | 0 | 0 | 0 | 0 | Sarvan | RE-23
[5 empty] | Harijan Tola |  |  |  | 0 | 0 | 0 |  | 0 | 0 | 0 | 0 | 0 | Sarvan | RE-23
[5 empty] | Sub - Total |  |  |  | 0 | 0 | 0 | 0 | 0 | 0 | 0 | 0 | 0 | Sarvan | RE-23
|  |  |  | 17 | Baniadih Rajput Tola | 1105100 |  |  | 0 | 0 | 0 |  | 0 | 0 | 0 | 0 | 0 | Sarvan | RE-23
[5 empty] | Dom Tola |  |  |  | 0 | 0 | 0 |  | 0 | 0 | 0 | 0 | 0 | Sarvan | RE-23
[5 empty] | Harijan Tola |  |  |  | 0 | 0 | 0 |  | 0 | 0 | 0 | 0 | 0 | Sarvan | RE-23
[5 empty] | Yadav Tola |  |  |  | 0 | 0 | 0 |  | 0 | 0 | 0 | 0 | 0 | Sarvan | RE-23
[5 empty] | Tati Tola |  |  |  | 0 | 0 | 0 |  | 0 | 0 | 0 | 0 | 0 | Sarvan | RE-23
[5 empty] | Sub - Total |  |  |  | 0 | 0 | 0 | 0 | 0 | 0 | 0 | 0 | 0 | Sarvan | RE-23
|  |  |  | 18 | Bhajalpur Bhumihar Tola | 1105200 |  |  | 0 | 0 | 0 |  | 0 | 0 | 0 | 0 | 0 | Sarvan | RE-23
[5 empty] | Yadav Tola |  |  |  | 0 | 0 | 0 |  | 0 | 0 | 0 | 0 | 0 | Sarvan | RE-23
[5 empty] | Sub - Total |  |  |  | 0 | 0 | 0 | 0 | 0 | 0 | 0 | 0 | 0 | Sarvan | RE-23
|  |  |  | 19 | Madhuwadih | 1105300 |  |  | 0 | 0 | 0 |  | 0 | 0 | 0 | 0 | 0 | Sarvan | RE-23
[5 empty] | Sub - Total |  |  |  | 0 | 0 | 0 | 0 | 0 | 0 | 0 | 0 | 0 | Sarvan | RE-23
|  |  |  | 20 | Nikatpur Yadav Tola | 1105400 |  |  | 0 | 0 | 0 |  | 0 | 0 | 0 | 0 | 0 | Sarvan | RE-23
[5 empty] | Bhumihar Tola |  |  |  | 0 | 0 | 0 |  | 0 | 0 | 0 | 0 | 0 | Sarvan | RE-23
[5 empty] | Sub - Total |  |  |  | 0 | 0 | 0 | 0 | 0 | 0 | 0 | 0 | 0 | Sarvan | RE-23
|  |  |  | 21 | Asanbani Harijan Tola | 1105600 |  |  | 0 | 0 | 0 |  | 0 | 0 | 0 | 0 | 0 | Sarvan | RE-23
[5 empty] | Rajput Tola |  |  |  | 0 | 0 | 0 |  | 0 | 0 | 0 | 0 | 0 | Sarvan | RE-23
[5 empty] | Sub - Total |  |  |  | 0 | 0 | 0 | 0 | 0 | 0 | 0 | 0 | 0 | Sarvan | RE-23
|  |  |  | 22 | Uparbahiar | 1106100 |  |  | 0 | 0 | 0 |  | 0 | 0 | 0 | 0 | 0 | Sarvan | RE-23
[5 empty] | Uppar Tola |  |  |  | 0 | 0 | 0 |  | 0 | 0 | 0 | 0 | 0 | Sarvan | RE-23
[5 empty] | Nichli Tola |  |  |  | 0 | 0 | 0 |  | 0 | 0 | 0 | 0 | 0 | Sarvan | RE-23
[5 empty] | Madrsa Tola |  |  |  | 0 | 0 | 0 |  | 0 | 0 | 0 | 0 | 0 | Sarvan | RE-23
[5 empty] | Sub - Total |  |  |  | 0 | 0 | 0 | 0 | 0 | 0 | 0 | 0 | 0 | Sarvan | RE-23
|  |  |  | 23 | Kusmaha | 1106300 |  |  | 0 | 0 | 0 |  | 0 | 0 | 0 | 0 | 0 | Sarvan | RE-24
[5 empty] | Uppar Tola |  |  |  | 0 | 0 | 0 |  | 0 | 0 | 0 | 0 | 0 | Sarvan | RE-24
[5 empty] | Harijan Tola |  |  |  | 0 | 0 | 0 |  | 0 | 0 | 0 | 0 | 0 | Sarvan | RE-24
[5 empty] | Pandit Tola |  |  |  | 0 | 0 | 0 |  | 0 | 0 | 0 | 0 | 0 | Sarvan | RE-24
[5 empty] | DanipurTola |  |  |  | 0 | 0 | 0 |  | 0 | 0 | 0 | 0 | 0 | Sarvan | RE-24
[5 empty] | Danipur Harijan Tola |  |  |  | 0 | 0 | 0 |  | 0 | 0 | 0 | 0 | 0 | Sarvan | RE-24
[5 empty] | Mandal Tola |  |  |  | 0 | 0 | 0 |  | 0 | 0 | 0 | 0 | 0 | Sarvan | RE-24
[5 empty] | Roy Tola |  |  |  | 0 | 0 | 0 |  | 0 | 0 | 0 | 0 | 0 | Sarvan | RE-24
[5 empty] | Sub - Total |  |  |  | 0 | 0 | 0 | 0 | 0 | 0 | 0 | 0 | 0 | Sarvan | RE-24
|  |  |  | 24 | Paharpur Heth Tola | 1106400 |  |  | 0 | 0 | 0 |  | 0 | 0 | 0 | 0 | 0 | Sarvan | RE-24
[5 empty] | Uppar Tola |  |  |  | 0 | 0 | 0 |  | 0 | 0 | 0 | 0 | 0 | Sarvan | RE-24
[5 empty] | Sub - Total |  |  |  | 0 | 0 | 0 | 0 | 0 | 0 | 0 | 0 | 0 | Sarvan | RE-24
|  |  |  | 25 | Sarwa Modi Tola | 1107100 |  |  | 0 | 0 | 0 |  | 0 | 0 | 0 | 0 | 0 | Sarvan | RE-24
[5 empty] | Verma Tola |  |  |  | 0 | 0 | 0 |  | 0 | 0 | 0 | 0 | 0 | Sarvan | RE-24
[5 empty] | Rout Tola |  |  |  | 0 | 0 | 0 |  | 0 | 0 | 0 | 0 | 0 | Sarvan | RE-24
[5 empty] | Dhobi Tola |  |  |  | 0 | 0 | 0 |  | 0 | 0 | 0 | 0 | 0 | Sarvan | RE-24
[5 empty] | Tilambatanr |  |  |  | 0 | 0 | 0 |  | 0 | 0 | 0 | 0 | 0 | Sarvan | RE-24
[5 empty] | Rawani Tola |  |  |  | 0 | 0 | 0 |  | 0 | 0 | 0 | 0 | 0 | Sarvan | RE-24
[5 empty] | Mohdar Tola |  |  |  | 0 | 0 | 0 |  | 0 | 0 | 0 | 0 | 0 | Sarvan | RE-24
[5 empty] | Uppar Tola |  |  |  | 0 | 0 | 0 |  | 0 | 0 | 0 | 0 | 0 | Sarvan | RE-24
[5 empty] | Mistry Tola |  |  |  | 0 | 0 | 0 |  | 0 | 0 | 0 | 0 | 0 | Sarvan | RE-24
[5 empty] | Mandal Tola |  |  |  | 0 | 0 | 0 |  | 0 | 0 | 0 | 0 | 0 | Sarvan | RE-24
[5 empty] | Heth Tola |  |  |  | 0 | 0 | 0 |  | 0 | 0 | 0 | 0 | 0 | Sarvan | RE-24
[5 empty] | Modi Tola |  |  |  | 0 | 0 | 0 |  | 0 | 0 | 0 | 0 | 0 | Sarvan | RE-24
[5 empty] | Sub - Total |  |  |  | 0 | 0 | 0 | 0 | 0 | 0 | 0 | 0 | 0 | Sarvan | RE-24
|  |  |  | 26 | Golabazar | 1107200 |  |  | 0 | 0 | 0 |  | 0 | 0 | 0 | 3ph | 0.47 | Sarvan | RE-24
[5 empty] | Miya Tola |  |  |  | 0 | 0 | 0 |  | 0 | 0 | 0 | 0 | 0 | Sarvan | RE-24
[5 empty] | Gola Bazar Tola |  |  |  | 0 | 0 | 0 |  | 0 | 0 | 0 | 0 | 0 | Sarvan | RE-24
[5 empty] | Sub - Total |  |  |  | 0 | 0 | 0 | 0 | 0 | 0 | 0 | 0 | 0.47 | Sarvan | RE-24
|  |  |  | 27 | Panchudih Chhit | 1107300 |  |  | 0 | 0 | 0 |  | 0 | 0 | 0 | 0 | 0 | Sarvan | RE-24
[5 empty] | Sub - Total |  |  |  | 0 | 0 | 0 | 0 | 0 | 0 | 0 | 0 | 0 | Sarvan | RE-24
|  |  |  | 28 | Panchudih Chhit | 1107400 |  |  | 0 | 0 | 0 |  | 0 | 0 | 0 | 0 | 0 | Sarvan | RE-24
[5 empty] | Heath Tola |  |  |  | 0 | 0 | 0 |  | 0 | 0 | 0 | 0 | 0 | Sarvan | RE-24
[5 empty] | Sub - Total |  |  |  | 0 | 0 | 0 | 0 | 0 | 0 | 0 | 0 | 0 | Sarvan | RE-24
|  |  |  | 29 | Dasdih | 1107500 |  |  | 2 | 0 | 0 | 1ph | 20 | 0.26 | 4 | 1Ph | 0.27 | Sarvan | RE-24
[5 empty] | Dasdih Bazar |  |  |  | 0 | 0 | 0 |  | 0 | 0 | 0 | 0 | 0 | Sarvan | RE-24
[5 empty] | Sub - Total |  |  |  | 2 | 0 | 0 | 0 | 20 | 0.26 | 4 | 0 | 0.27 | Sarvan | RE-24
|  |  |  | 30 | Lohardih | 1107800 |  |  | 0 | 0 | 0 |  | 0 | 0 | 0 | 0 | 0 | Sarvan | RE-28
[5 empty] | Niche Tola |  |  |  | 0 | 0 | 0 |  | 0 | 0 | 0 | 0 | 0 | Sarvan | RE-28
[5 empty] | Sokh Tola Uppar |  |  |  | 0 | 0 | 0 |  | 0 | 0 | 0 | 0 | 0 | Sarvan | RE-28
[5 empty] | Sokh Tola Niche |  |  |  | 0 | 0 | 0 |  | 0 | 0 | 0 | 0 | 0 | Sarvan | RE-28
[5 empty] | Sub - Total |  |  |  | 0 | 0 | 0 | 0 | 0 | 0 | 0 | 0 | 0 | Sarvan | RE-28
|  |  |  | 31 | Kelaniya | 1108600 |  |  | 0 | 0 | 0 |  | 0 | 0 | 0 | 0 | 0 | Sarvan | RE-28
[5 empty] | Sub - Total |  |  |  | 0 | 0 | 0 | 0 | 0 | 0 | 0 | 0 | 0 | Sarvan | RE-28
|  |  |  | 32 | Bhandaro Verma Tola | 1109400 |  |  | 0 | 0 | 0 |  | 0 | 0 | 0 | 0 | 0 | Sarvan | RE-23
[5 empty] | Yadav Tola |  |  |  | 0 | 0 | 0 |  | 0 | 0 | 0 | 0 | 0 | Sarvan | RE-23
[5 empty] | Miya Tola |  |  |  | 0 | 0 | 0 |  | 0 | 0 | 0 | 0 | 0 | Sarvan | RE-23
[5 empty] | Mandal Tola |  |  |  | 0 | 0 | 0 |  | 0 | 0 | 0 | 0 | 0 | Sarvan | RE-23
[5 empty] | Pandey Tola |  |  |  | 0 | 0 | 0 |  | 0 | 0 | 0 | 0 | 0 | Sarvan | RE-23
[5 empty] | Mali Tola |  |  |  | 0 | 0 | 0 |  | 0 | 0 | 0 | 0 | 0 | Sarvan | RE-23
[5 empty] | Market Tola |  |  |  | 0 | 0 | 0 |  | 0 | 0 | 0 | 0 | 0 | Sarvan | RE-23
[5 empty] | Hairjan Tola |  |  |  | 0 | 2 | 0 | 3 ph | 32 | 0.08 | 3 | 3ph | 0.62 | Sarvan | RE-23
[5 empty] | Pameri Tola |  |  |  | 0 | 0 | 0 |  | 0 | 0 | 0 | 0 | 0 | Sarvan | RE-23
[5 empty] | Sub - Total |  |  |  | 0 | 2 | 0 | 0 | 32 | 0.08 | 3 | 0 | 0.62 | Sarvan | RE-23
|  |  |  | 33 | Laskardih | 1110000 |  |  | 0 | 0 | 0 |  | 0 | 0 | 0 | 0 | 0 | Sarvan | RE-24
[5 empty] | Rai Tola |  |  |  | 0 | 0 | 0 |  | 0 | 0 | 0 | 0 | 0 | Sarvan | RE-24
[5 empty] | Mandal Tola |  |  |  | 0 | 0 | 0 |  | 0 | 0 | 0 | 0 | 0 | Sarvan | RE-24
[5 empty] | Bhumihar Tola |  |  |  | 0 | 0 | 0 |  | 0 | 0 | 0 | 0 | 0 | Sarvan | RE-24
[5 empty] | Manjhi Tola |  |  |  | 0 | 0 | 0 |  | 0 | 0 | 0 | 0 | 0 | Sarvan | RE-24
[5 empty] | Sub - Total |  |  |  | 0 | 0 | 0 | 0 | 0 | 0 | 0 | 0 | 0 | Sarvan | RE-24
|  |  |  | 34 | Panredih Pandey Tola | 1110400 |  |  | 1 | 0 | 0 | 1ph | 10 | 0.41 | 2 | 1ph | 0.17 | Sarvan | RE-26
[5 empty] | Harijan Tola |  |  |  | 0 | 0 | 0 |  | 0 | 0 | 0 | 0 | 0 | Sarvan | RE-26
[5 empty] | Bhumihar Tola |  |  |  | 0 | 0 | 0 |  | 0 | 0 | 0 | 0 | 0 | Sarvan | RE-26
[5 empty] | Sub - Total |  |  |  | 1 | 0 | 0 | 0 | 10 | 0.41 | 2 | 0 | 0.17 | Sarvan | RE-26
|  |  |  | 35 | Jiakara Middle Tola | 1113400 |  |  | 0 | 0 | 0 |  | 0 | 0 | 0 | 0 | 0 | Sarvan | RE-28
[5 empty] | Bela Tola |  |  |  | 0 | 0 | 0 |  | 0 | 0 | 0 | 0 | 0 | Sarvan | RE-28
[5 empty] | Lower Tola |  |  |  | 0 | 0 | 0 |  | 0 | 0 | 0 | 0 | 0 | Sarvan | RE-28
[5 empty] | Uppar Tola |  |  |  | 0 | 0 | 0 |  | 0 | 0 | 0 | 0 | 0 | Sarvan | RE-28
[5 empty] | Sub - Total |  |  |  | 0 | 0 | 0 | 0 | 0 | 0 | 0 | 0 | 0 | Sarvan | RE-28
|  |  |  | 36 | Manigari | 1113700 |  |  | 0 | 0 | 0 |  | 0 | 0 | 0 | 0 | 0 | Sarvan | RE-27
[9 empty] | 0 | 0 | 0 | 0 | 0 | 0 | 0 | 0 | 0 | Sarvan | RE-27
|  |  |  | 37 | Danga | 1113900 |  |  | 0 | 0 | 0 |  | 0 | 0 | 0 | 0 | 0 | Sarvan | RE-27
[5 empty] | Sub - Total |  |  |  | 0 | 0 | 0 | 0 | 0 | 0 | 0 | 0 | 0 | Sarvan | RE-27
|  |  |  | 38 | Chandna | 1114000 |  |  | 0 | 0 | 0 |  | 0 | 0 | 0 | 0 | 0 | Sarvan | RE-28
[5 empty] | Sub - Total |  |  |  | 0 | 0 | 0 | 0 | 0 | 0 | 0 | 0 | 0 | Sarvan | RE-28
|  |  |  | 39 | Dahua | 1114100 |  |  | 0 | 0 | 0 |  | 0 | 0 | 0 | 0 | 0 | Sarvan | RE-28
[5 empty] | Sub - Total |  |  |  | 0 | 0 | 0 | 0 | 0 | 0 | 0 | 0 | 0 | Sarvan | RE-28
|  |  |  | 40 | Mattikar | 1116400 |  |  | 1 | 0 | 0 | 1ph | 10 | 0 | 0 | 0 | 0 | Sarvan | RE-24
[5 empty] | Uppar Tola |  |  |  | 0 | 0 | 0 | 0 | 0 | 0 | 0 | 0 | 0 | Sarvan | RE-24
[5 empty] | Muslim Tola |  |  |  | 0 | 0 | 0 | 0 | 0 | 0 | 0 | 0 | 0 | Sarvan | RE-24
[5 empty] | Sub - Total |  |  |  | 1 | 0 | 0 | 0 | 10 | 0 | 0 | 0 | 0 | Sarvan | RE-24
|  |  |  | 41 | Bhagan | 1118000 |  |  | 0 | 0 | 0 |  | 0 | 0 | 0 | 0 | 0 | Sarvan | RE-27
[5 empty] | Harijan Tola |  |  |  | 0 | 0 | 0 |  | 0 | 0 | 0 | 0 | 0 | Sarvan | RE-27
[5 empty] | Sub - Total |  |  |  | 0 | 0 | 0 | 0 | 0 | 0 | 0 | 0 | 0 | Sarvan | RE-27
|  |  |  | 42 | Lakhoriya Niche Tola | 1118200 |  |  | 0 | 0 | 0 |  | 0 | 0 | 0 | 0 | 0 | Sarvan | RE-27
[5 empty] | Uppar Tola |  |  |  | 0 | 0 | 0 |  | 0 | 0 | 0 | 0 | 0 | Sarvan | RE-27
[5 empty] | Harijan Tola |  |  |  | 0 | 0 | 0 |  | 0 | 0 | 0 | 0 | 0 | Sarvan | RE-27
[5 empty] | Sub - Total |  |  |  | 0 | 0 | 0 | 0 | 0 | 0 | 0 | 0 | 0 | Sarvan | RE-27
|  |  |  | 43 | Sursura | 1118700 |  |  | 0 | 0 | 0 |  | 0 | 0 | 0 | 0 | 0 | Sarvan | RE-27
[5 empty] | Sub - Total |  |  |  | 0 | 0 | 0 | 0 | 0 | 0 | 0 | 0 | 0 | Sarvan | RE-27
|  |  |  | 44 | Kusia bank | 1118900 |  |  | 0 | 0 | 0 |  | 0 | 0 | 0 | 0 | 0 | Sarvan | RE-27
[5 empty] | Sub - Total |  |  |  | 0 | 0 | 0 | 0 | 0 | 0 | 0 | 0 | 0 | Sarvan | RE-27
|  |  |  | 45 | Baghmara | 1119000 |  |  | 0 | 0 | 0 |  | 0 | 0 | 0 | 0 | 0 | Sarvan | RE-27
[5 empty] | Sub - Total |  |  |  | 0 | 0 | 0 | 0 | 0 | 0 | 0 | 0 | 0 | Sarvan | RE-27
|  |  |  | 46 | Amratanr | 1119200 |  |  | 0 | 0 | 0 |  | 0 | 0 | 0 | 0 | 0 | Sarvan | RE-27
[5 empty] | Sub - Total |  |  |  | 0 | 0 | 0 | 0 | 0 | 0 | 0 | 0 | 0 | Sarvan | RE-27
|  |  |  | 47 | Sirsa Bairagi Tola | 1119500 |  |  | 0 | 0 | 0 |  | 0 | 0 | 0 | 3ph | 0.64 | Sarvan | RE-28
[5 empty] | Mushar Tola |  |  |  | 0 | 0 | 0 |  | 0 | 0 | 0 | 3ph | 0.5 | Sarvan | RE-28
[5 empty] | Bichi Tola |  |  |  | 0 | 0 | 0 |  | 0 | 0 | 0 | 3ph | 0.27 | Sarvan | RE-28
[5 empty] | Sihalitanr |  |  |  | 0 | 0 | 0 |  | 0 | 0 | 0 | 3ph | 0.44 | Sarvan | RE-28
[5 empty] | Bijali Tola |  |  |  | 0 | 0 | 0 |  | 0 | 0 | 0 | 0 | 0 | Sarvan | RE-28
[5 empty] | Sub - Total |  |  |  | 0 | 0 | 0 | 0 | 0 | 0 | 0 | 0 | 1.84 | Sarvan | RE-28
|  |  |  | 48 | Birajpur | 1119600 |  |  | 0 | 0 | 0 |  | 0 | 0 | 0 | 0 | 0 | Sarvan | RE-27
[5 empty] | Sub - Total |  |  |  | 0 | 0 | 0 | 0 | 0 | 0 | 0 | 0 | 0 | Sarvan | RE-27
|  |  |  | 49 | Haradkol Mishra Tola | 1119800 |  |  | 0 | 0 | 0 |  | 0 | 0 | 0 | 0 | 0 | Sarvan | RE-27
[5 empty] | Mushar Tola |  |  |  | 0 | 0 | 0 |  | 0 | 0 | 0 | 0 | 0 | Sarvan | RE-27
[5 empty] | Rai Tola |  |  |  | 0 | 0 | 0 |  | 0 | 0 | 0 | 0 | 0 | Sarvan | RE-27
[5 empty] | Sub - Total |  |  |  | 0 | 0 | 0 | 0 | 0 | 0 | 0 | 0 | 0 | Sarvan | RE-27
|  |  |  | 50 | Misradih | 1120000 |  |  | 0 | 0 | 0 |  | 0 | 0 | 0 | 0 | 0 | Sarvan | RE-27
[5 empty] | Roy Tola |  |  |  | 0 | 0 | 0 |  | 0 | 0 | 0 | 0 | 0 | Sarvan | RE-27
[5 empty] | Bitch Tola |  |  |  | 0 | 0 | 0 |  | 0 | 0 | 0 | 0 | 0 | Sarvan | RE-27
[5 empty] | Mushar Tola |  |  |  | 0 | 0 | 0 |  | 0 | 0 | 0 | 0 | 0 | Sarvan | RE-27
[5 empty] | Manjhi Tola |  |  |  | 0 | 0 | 0 |  | 0 | 0 | 0 | 0 | 0 | Sarvan | RE-27
[5 empty] | Ghatwal Tola |  |  |  | 0 | 0 | 0 |  | 0 | 0 | 0 | 0 | 0 | Sarvan | RE-27
[5 empty] | Sub - Total |  |  |  | 0 | 0 | 0 | 0 | 0 | 0 | 0 | 0 | 0 | Sarvan | RE-27
|  |  |  | 51 | Sarpata | 1120100 |  |  | 0 | 0 | 0 |  | 0 | 0 | 0 | 0 | 0 | Sarvan | RE-27
[5 empty] | Sub - Total |  |  |  | 0 | 0 | 0 | 0 | 0 | 0 | 0 | 0 | 0 | Sarvan | RE-27
|  |  |  | 52 | Telariya Jabank | 1120200 |  |  | 1 | 0 | 0 | 1ph | 10 | 1.17 | 1 | 1ph | 0.18 | Sarvan | RE-27
[5 empty] | Harijan Tola |  |  |  | 0 | 0 | 0 |  | 0 | 0 | 0 | 0 | 0 | Sarvan | RE-27
[5 empty] | Rajwar Tola |  |  |  | 0 | 0 | 0 |  | 0 | 0 | 0 | 0 | 0 | Sarvan | RE-27
[5 empty] | Bhumihar Tola |  |  |  | 0 | 0 | 0 |  | 0 | 0 | 0 | 0 | 0 | Sarvan | RE-27
[5 empty] | Sub - Total |  |  |  | 1 | 0 | 0 | 0 | 10 | 1.17 | 1 | 0 | 0.18 | Sarvan | RE-27
|  |  |  | 53 | Kherwa | 1120300 | [6 empty] | 0 | 0 | 0 | 0 | 0 | Sarvan | RE-27
[5 empty] | Sub - Total |  |  |  | 0 | 0 | 0 | 0 | 0 | 0 | 0 | 0 | 0 | Sarvan | RE-27
|  |  |  | 54 | Nauwadih Urf Ambakulua | 1120400 | [6 empty] | 0 | 0 | 0 | 0 | 0 | Sarvan | RE-27
[5 empty] | Mahto Tola | [7 empty] | 0 | 0 | 0 | 0 | 0 | Sarvan | RE-27
[5 empty] | Harijan Tola | [7 empty] | 0 | 0 | 0 | 0 | 0 | Sarvan | RE-27
[5 empty] | Bhumihar Tola | [7 empty] | 0 | 0 | 0 | 0 | 0 | Sarvan | RE-27
[5 empty] | Naya gaon | [7 empty] | 0 | 0 | 0 | 0 | 0 | Sarvan | RE-27
[5 empty] | Mahto Naya gaon Tola | [7 empty] | 0 | 0 | 0 | 0 | 0 | Sarvan | RE-27
[5 empty] | Amakalua Tola | [7 empty] | 0 | 0 | 0 | 0 | 0 | Sarvan | RE-27
[5 empty] | Sub - Total |  |  |  | 0 | 0 | 0 | 0 | 0 | 0 | 0 | 0 | 0 | Sarvan | RE-27
|  |  |  | 55 | Koradih | 1120700 | [6 empty] | 0 | 0 | 0 | 0 | 0 | Sarvan | RE-27
[5 empty] | Mandal Tola | [7 empty] | 0 | 0 | 0 | 0 | 0 | Sarvan | RE-27
[5 empty] | Niche Mandal Tola | [7 empty] | 0 | 0 | 0 | 0 | 0 | Sarvan | RE-27
[5 empty] | Mahto Tola | [7 empty] | 0 | 0 | 0 | 0 | 0 | Sarvan | RE-27
[5 empty] | Sub - Total |  |  |  | 0 | 0 | 0 | 0 | 0 | 0 | 0 | 0 | 0 | Sarvan | RE-27
|  |  |  | 56 | Bandajori | 1120800 | [6 empty] | 0 | 0 | 0 | 0 | 0 | Sarvan | RE-27
[5 empty] | Mahto Tola | [7 empty] | 0 | 0 | 0 | 0 | 0 | Sarvan | RE-27
[5 empty] | Harijan Tola | [7 empty] | 0 | 0 | 0 | 0 | 0 | Sarvan | RE-27
[5 empty] | Rajput Tola | [7 empty] | 0 | 0 | 0 | 0 | 0 | Sarvan | RE-27
[5 empty] | Baratanr Tola | [7 empty] | 0 | 0 | 0 | 0 | 0 | Sarvan | RE-27
[5 empty] | Raut Tola | [7 empty] | 0 | 0 | 0 | 0 | 0 | Sarvan | RE-27
[5 empty] | Nawa Tanr | [7 empty] | 0 | 0 | 0 | 0 | 0 | Sarvan | RE-27
[5 empty] | Sub - Total |  |  |  | 0 | 0 | 0 | 0 | 0 | 0 | 0 | 0 | 0 | Sarvan | RE-27
|  |  |  | 57 | Dakai | 1120900 | [6 empty] | 0 | 0 | 0 | 0 | 0 | Sarvan | RE-26
[5 empty] | Bhumihar Tola | [7 empty] | 0 | 0 | 0 | 0 | 0 | Sarvan | RE-26
[5 empty] | Ghatwar Tola | [7 empty] | 0 | 0 | 0 | 0 | 0 | Sarvan | RE-26
[5 empty] | Indrawa Tola | [7 empty] | 0 | 0 | 0 | 0 | 0 | Sarvan | RE-26
[5 empty] | Rawani Tola | [7 empty] | 0 | 0 | 0 | 0 | 0 | Sarvan | RE-26
[5 empty] | Barhia Tola | [7 empty] | 0 | 0 | 0 | 0 | 0 | Sarvan | RE-26
[5 empty] | Dom Tola | [7 empty] | 0 | 0 | 0 | 0 | 0 | Sarvan | RE-26
[5 empty] | Harijan Tola | [7 empty] | 0 | 0 | 0 | 0 | 0 | Sarvan | RE-26
[5 empty] | Harijan Tola (W) | [7 empty] | 0 | 0 | 0 | 0 | 0 | Sarvan | RE-26
[5 empty] | Bhumihar Tola | [7 empty] | 0 | 0 | 0 | 0 | 0 | Sarvan | RE-26
[5 empty] | Sub - Total |  |  |  | 0 | 0 | 0 | 0 | 0 | 0 | 0 | 0 | 0 | Sarvan | RE-26
|  |  |  | 58 | Jogiatikar | 1121000 | [6 empty] | 0 | 0 | 0 | 0 | 0 | Sarvan | RE-27
[5 empty] | Harijan Tola | [7 empty] | 0 | 0 | 0 | 0 | 0 | Sarvan | RE-27
[5 empty] | Kol Tola | [7 empty] | 0 | 0 | 0 | 0 | 0 | Sarvan | RE-27
[5 empty] | South Tola | [7 empty] | 0 | 0 | 0 | 0 | 0 | Sarvan | RE-27
[5 empty] | Brahman Tola | [7 empty] | 0 | 0 | 0 | 0 | 0 | Sarvan | RE-27
[5 empty] | Sub - Total |  |  |  | 0 | 0 | 0 | 0 | 0 | 0 | 0 | 0 | 0 | Sarvan | RE-27
|  |  |  | 59 | Kairidih | 1121300 | [6 empty] | 0 | 0 | 0 | 0 | 0 | Sarvan | RE-27
[5 empty] | Sub - Total |  |  |  | 0 | 0 | 0 | 0 | 0 | 0 | 0 | 0 | 0 | Sarvan | RE-27
|  |  |  | 60 | Barakola | 1121400 | [6 empty] | 0 | 0 | 0 | 0 | 0 | Sarvan | RE-27
[5 empty] | Sub - Total |  |  |  | 0 | 0 | 0 | 0 | 0 | 0 | 0 | 0 | 0 | Sarvan | RE-27
|  |  |  | 61 | Manjra Pathak Tola | 1122100 | [6 empty] | 0 | 0 | 0 | 0 | 0 | Sarvan | RE-26
[5 empty] | Harijan Tola | [7 empty] | 0 | 0 | 0 | 0 | 0 | Sarvan | RE-26
[5 empty] | Sub - Total |  |  |  | 0 | 0 | 0 | 0 | 0 | 0 | 0 | 0 | 0 | Sarvan | RE-26
|  |  |  | 62 | Bhatdih Bhumihar Tola | 1122300 | [6 empty] | 0 | 0 | 0 | 0 | 0 | Sarvan | RE-26
[5 empty] | Harijan Tola | [7 empty] | 0 | 0 | 0 | 0 | 0 | Sarvan | RE-26
[5 empty] | Sub - Total |  |  |  | 0 | 0 | 0 | 0 | 0 | 0 | 0 | 0 | 0 | Sarvan | RE-26
|  |  |  | 63 | Palganjia Yadav Tola | 1122400 | [6 empty] | 0 | 0 | 0 | 0 | 0 | Sarvan | RE-26
[5 empty] | Uppar Tola | [7 empty] | 0 | 0 | 0 | 0 | 0 | Sarvan | RE-26
[5 empty] | Ghatwar Tola | [7 empty] | 0 | 0 | 0 | 0 | 0 | Sarvan | RE-26
[5 empty] | Sub - Total |  |  |  | 0 | 0 | 0 | 0 | 0 | 0 | 0 | 0 | 0 | Sarvan | RE-26
|  |  |  | 64 | Kasitanr Mahto Tola | 1122500 | [6 empty] | 0 | 0 | 0 | 0 | 0 | Sarvan | RE-26
[5 empty] | Thakur Tola | [7 empty] | 0 |  |  |  |  | Sarvan | RE-26
[5 empty] | Manjhi Tola | [7 empty] | 0 |  |  |  |  | Sarvan | RE-26
[5 empty] | Sub - Total |  |  |  | 0 | 0 | 0 | 0 | 0 | 0 | 0 | 0 | 0 | Sarvan | RE-26
|  |  |  | 65 | Jalhara Yadav Tola | 1122600 | [6 empty] | 0 | 0 | 0 | 0 | 0 | Sarvan | RE-26
[5 empty] | Roy Tola | [7 empty] | 0 | 0 | 0 | 0 | 0 | Sarvan | RE-26
[5 empty] | Sub - Total |  |  |  | 0 | 0 | 0 | 0 | 0 | 0 | 0 | 0 | 0 | Sarvan | RE-26
|  |  |  | 66 | Basbutia | 1128100 | [6 empty] | 0 | 0 | 0 | 0 | 0 | Sarvan | RE-26
[5 empty] | Rajput Tola | [7 empty] | 0 | 0 | 0 | 0 | 0 | Sarvan | RE-26
[5 empty] | Bichi Tola | [7 empty] | 0 | 0 | 0 | 0 | 0 | Sarvan | RE-26
[5 empty] | Baniya Tola | [7 empty] | 0 | 0 | 0 | 0 | 0 | Sarvan | RE-26
[5 empty] | Harijan Tola | [7 empty] | 0 | 0 | 0 | 0 | 0 | Sarvan | RE-26
[5 empty] | Uppar Tola | [7 empty] | 0 | 0 | 0 | 0 | 0 | Sarvan | RE-26
[5 empty] | Sub - Total |  |  |  | 0 | 0 | 0 | 0 | 0 | 0 | 0 | 0 | 0 | Sarvan | RE-26
|  |  |  | 67 | Pararia Yadav Tola | 1129000 | [6 empty] | 0 | 0 | 0 | 0 | 0 | Sarvan | RE-26
[5 empty] | Bhumihar Tola | [7 empty] | 0 | 0 | 0 | 0 | 0 | Sarvan | RE-26
[5 empty] | Harijan Tola | [7 empty] | 0 | 0 | 0 | 0 | 0 | Sarvan | RE-26
[5 empty] | Sub - Total |  |  |  | 0 | 0 | 0 | 0 | 0 | 0 | 0 | 0 | 0 | Sarvan | RE-26
|  |  |  | 68 | Sonaraythari Sekh Tola | 1129400 | [6 empty] | 0 | 0 | 0 | 0 | 0 | Sarvan | RE-25
[5 empty] | Harijan Tola | [7 empty] | 0 | 0 | 0 | 0 | 0 | Sarvan | RE-25
[5 empty] | Mohali Tola | [7 empty] | 0 | 0 | 0 | 0 | 0 | Sarvan | RE-25
[5 empty] | Dom Tola | [7 empty] | 0 | 0 | 0 | 0 | 0 | Sarvan | RE-25
[5 empty] | Dom Tola Niche | [7 empty] | 0 | 0 | 0 | 0 | 0 | Sarvan | RE-25
[5 empty] | Dhobi Tola | [7 empty] | 0 | 0 | 0 | 0 | 0 | Sarvan | RE-25
[5 empty] | Kumhar Tola | [7 empty] | 0 | 0 | 0 | 0 | 0 | Sarvan | RE-25
[5 empty] | Kewat Tola | [7 empty] | 0 | 0 | 0 | 0 | 0 | Sarvan | RE-25
[5 empty] | Gorapathi | [7 empty] | 0 | 0 | 0 | 0 | 0 | Sarvan | RE-25
[5 empty] | Rawani Tola | [7 empty] | 0 | 0 | 0 | 0 | 0 | Sarvan | RE-25
[5 empty] | Gosain Tola | [7 empty] | 0 | 0 | 0 | 0 | 0 | Sarvan | RE-25
[5 empty] | Sub - Total |  |  |  | 0 | 0 | 0 | 0 | 0 | 0 | 0 | 0 | 0 | Sarvan | RE-25
|  |  |  | 69 | Bahinga Yadav Tola | 1132200 | [6 empty] | 0 | 0 | 0 | 0 | 0 | Sarvan | RE-24
[5 empty] | Harijan Tola | [7 empty] | 0 | 0 | 0 | 0 | 0 | Sarvan | RE-24
[5 empty] | Mandal Tola | [7 empty] | 0 | 0 | 0 | 0 | 0 | Sarvan | RE-24
[5 empty] | Santhal Tola | [7 empty] | 0 | 0 | 0 | 0 | 0 | Sarvan | RE-24
[5 empty] | Sub - Total |  |  |  | 0 | 0 | 0 | 0 | 0 | 0 | 0 | 0 | 0 | Sarvan | RE-24
|  |  |  | 70 | Kusumaha Harijan Tola | 1132300 | [6 empty] | 0 | 0 | 0 | 0 | 0 | Sarvan | RE-24
[5 empty] | Uppar Tola | [7 empty] | 0 | 0 | 0 | 0 | 0 | Sarvan | RE-24
[5 empty] | Sub - Total |  |  |  | 0 | 0 | 0 | 0 | 0 | 0 | 0 | 0 | 0 | Sarvan | RE-24
|  |  |  | 71 | Dundiya | 1134600 |  |  | 2 | 0 | 0 | 1ph | 20 | 0.51 | 1 | 1ph | 0.3 | Sarvan | RE-25
[5 empty] | Uppar Tola | [7 empty] | 0 | 0 | 0 | 0 | 0 | Sarvan | RE-25
[5 empty] | Muslim Tola | [7 empty] | 0 | 0 | 0 | 0 | 0 | Sarvan | RE-25
[5 empty] | Pipra Tola | [7 empty] | 0 | 0 | 0 | 0 | 0 | Sarvan | RE-25
[5 empty] | Yadav Tola 1 | [7 empty] | 0 | 0 | 0 | 0 | 0 | Sarvan | RE-25
[5 empty] | Yadav Tola 2 | [7 empty] | 0 | 0 | 0 | 0 | 0 | Sarvan | RE-25
[5 empty] | Sub - Total |  |  |  | 2 | 0 | 0 | 0 | 20 | 0.51 | 1 | 0 | 0.3 | Sarvan | RE-25
|  |  |  | 72 | Damakunda | 1135800 | [6 empty] | 0 | 0 | 0 | 0 | 0 | Sarvan | RE-25
[5 empty] | Barhi Tola West | [7 empty] | 0 | 0 | 0 | 0 | 0 | Sarvan | RE-25
[5 empty] | Bich Tola | [7 empty] | 0 | 0 | 0 | 0 | 0 | Sarvan | RE-25
[5 empty] | Niche Tola | [7 empty] | 0 | 0 | 0 | 0 | 0 | Sarvan | RE-25
[5 empty] | Sub - Total |  |  |  | 0 | 0 | 0 | 0 | 0 | 0 | 0 | 0 | 0 | Sarvan | RE-25
|  |  |  | 73 | Upar Baghdabra | 1136500 |  |  | 2 | 0 | 0 | 1ph | 20 | 0.98 | 1 | 1ph | 0.64 | Sarvan | RE-26
[5 empty] | Mahto Tola | [7 empty] | 0 | 0 | 0 | 0 | 0 | Sarvan | RE-26
[5 empty] | Sub - Total |  |  |  | 2 | 0 | 0 | 0 | 20 | 0.98 | 1 | 0 | 0.64 | Sarvan | RE-26
|  |  |  | 74 | Saraskunda | 1136600 | [6 empty] | 0 | 0 | 0 | 0 | 0 | Sarvan | RE-26
[5 empty] | Sub - Total |  |  |  | 0 | 0 | 0 | 0 | 0 | 0 | 0 | 0 | 0 | Sarvan | RE-26
|  |  |  | 75 | Binjha | 1136900 |  |  | 1 | 1 | 0 | 1 ph 3 ph | 26 | 1.27 | 1 | 1Ph, 3Ph | 0.64 | Sarvan | RE-26
[5 empty] | Chamar Tola | [7 empty] | 0 | 0 | 0 | 0 | 0 | Sarvan | RE-26
[5 empty] | Santhal Tola | [7 empty] | 0 | 0 | 0 | 0 | 0 | Sarvan | RE-26
[5 empty] | Baratanr | [7 empty] | 0 | 0 | 0 | 0 | 0 | Sarvan | RE-26
[5 empty] | Korua | [7 empty] | 0 | 0 | 0 | 0 | 0 | Sarvan | RE-26
[5 empty] | Sub - Total |  |  |  | 1 | 1 | 0 | 0 | 26 | 1.27 | 1 | 0 | 0.64 | Sarvan | RE-26
|  |  |  | 76 | Dondiya Nawadih | 1137300 | [6 empty] | 0 | 0 | 0 | 0 | 0 | Sarvan | RE-26
[5 empty] | Baratanr | [7 empty] | 0 | 0 | 0 | 0 | 0 | Sarvan | RE-26
[5 empty] | Dondia | [7 empty] | 0 | 0 | 0 | 0 | 0 | Sarvan | RE-26
[5 empty] | Harijan Tola | [7 empty] | 0 | 0 | 0 | 0 | 0 | Sarvan | RE-26
[5 empty] | Nawadih | [7 empty] | 0 | 0 | 0 | 0 | 0 | Sarvan | RE-26
[5 empty] | Sub - Total |  |  |  | 0 | 0 | 0 | 0 | 0 | 0 | 0 | 0 | 0 | Sarvan | RE-26
|  |  |  | 77 | Pindra Brahman Tola | 1137500 | [6 empty] | 0 | 0 | 0 | 0 | 0 | Sarvan | RE-25
[5 empty] | Harijan Niche Tola | [7 empty] | 0 | 0 | 0 | 0 | 0 | Sarvan | RE-25
[5 empty] | Harijan Uppar Tola | [7 empty] | 0 | 0 | 0 | 0 | 0 | Sarvan | RE-25
[5 empty] | Pindra Tola | [7 empty] | 0 | 0 | 0 | 0 | 0 | Sarvan | RE-25
[5 empty] | Ghatwar Tola | [7 empty] | 0 | 0 | 0 | 0 | 0 | Sarvan | RE-25
[5 empty] | Sub - Total |  |  |  | 0 | 0 | 0 | 0 | 0 | 0 | 0 | 0 | 0 | Sarvan | RE-25
|  |  |  | 78 | Domjori | 1138700 | [6 empty] | 0 | 0 | 0 | 0 | 0 | Sarvan | RE-25
[5 empty] | Sub - Total |  |  |  | 0 | 0 | 0 | 0 | 0 | 0 | 0 | 0 | 0 | Sarvan | RE-25
|  |  |  | 79 | Heth Nawadih | 1138900 | [6 empty] | 0 | 0 | 0 | 0 | 0 | Sarvan | RE-25
[5 empty] | Sub - Total |  |  |  | 0 | 0 | 0 | 0 | 0 | 0 | 0 | 0 | 0 | Sarvan | RE-25
|  |  |  | 80 | Markata Uppar Tola | 1139100 | [6 empty] | 0 | 0 | 0 | 0 | 0 | Sarvan | RE-25
[5 empty] | Heth Tola | [7 empty] | 0 | 0 | 0 | 0 | 0 | Sarvan | RE-25
[5 empty] | Sub - Total |  |  |  | 0 | 0 | 0 | 0 | 0 | 0 | 0 | 0 | 0 | Sarvan | RE-25
|  |  |  | 81 | Sirsa | 1139500 | [6 empty] | 0 | 0 | 0 | 0 | 0 | Sarvan | RE-25
[5 empty] | Sub - Total |  |  |  | 0 | 0 | 0 | 0 | 0 | 0 | 0 | 0 | 0 | Sarvan | RE-25
|  |  |  | 82 | Balidih | 1139600 | [6 empty] | 0 | 0 | 0 | 0 | 0 | Sarvan | RE-25
[5 empty] | Sub - Total |  |  |  | 0 | 0 | 0 | 0 | 0 | 0 | 0 | 0 | 0 | Sarvan | RE-25
|  |  |  | 83 | Kulhariya | 1140100 | [6 empty] | 0 | 0 | 0 | 0 | 0 | Sarvan | RE-26
[5 empty] | Sub - Total |  |  |  | 0 | 0 | 0 | 0 | 0 | 0 | 0 | 0 | 0 | Sarvan | RE-26
|  |  |  | 84 | Raykund | 1140800 | [6 empty] | 0 | 0 | 0 | 0 | 0 | Sarvan | RE-25
[5 empty] | Harijan Tola | [7 empty] | 0 | 0 | 0 | 0 | 0 | Sarvan | RE-25
[5 empty] | Rai Tola | [7 empty] | 0 | 0 | 0 | 0 | 0 | Sarvan | RE-25
[5 empty] | Misra Tola | [7 empty] | 0 | 0 | 0 | 0 | 0 | Sarvan | RE-25
[5 empty] | Miya Tola | [7 empty] | 0 | 0 | 0 | 0 | 0 | Sarvan | RE-25
[5 empty] | Lutiya Tola | [7 empty] | 0 | 0 | 0 | 0 | 0 | Sarvan | RE-25
[5 empty] | Kathara Tola | [7 empty] | 0 | 0 | 0 | 0 | 0 | Sarvan | RE-25
[5 empty] | Solkashari Tola | [7 empty] | 0 | 0 | 0 | 0 | 0 | Sarvan | RE-25
[5 empty] | Baratanr Tola | [7 empty] | 0 | 0 | 0 | 0 | 0 | Sarvan | RE-25
[5 empty] | Uppar Tola | [7 empty] | 0 | 0 | 0 | 0 | 0 | Sarvan | RE-25
[5 empty] | Sub - Total |  |  |  | 0 | 0 | 0 | 0 | 0 | 0 | 0 | 0 | 0 | Sarvan | RE-25
|  |  |  | 85 | Nanhidih Neeche Tola | 1141200 | [6 empty] | 0 | 0 | 0 | 0 | 0 | Sarvan | RE-25
[5 empty] | Pandit Tola | [7 empty] | 0 | 0 | 0 | 0 | 0 | Sarvan | RE-25
[5 empty] | Manjhia Tola | [7 empty] | 0 | 0 | 0 | 0 | 0 | Sarvan | RE-25
[5 empty] | Uppar Tola | [7 empty] | 0 | 0 | 0 | 0 | 0 | Sarvan | RE-25
[5 empty] | Santhal Tola | [7 empty] | 0 | 0 | 0 | 0 | 0 | Sarvan | RE-25
[5 empty] | Sub - Total |  |  |  | 0 | 0 | 0 | 0 | 0 | 0 | 0 | 0 | 0 | Sarvan | RE-25
|  |  |  | 86 | Arai | 1135200 | [6 empty] | 0 | 0 | 0 | 0 | 0 | Sarvan | RE-25
[5 empty] | Sub - Total |  |  |  | 0 | 0 | 0 | 0 | 0 | 0 | 0 | 0 | 0 | Sarvan | RE-25
[5 empty] | BLOCK TOTAL |  | 0 | 1 | 10 | 5 | 0 | 0 | 180 | 6.62 | 18 | 0 | 7.97
| 4 | Devipur | 4 | 1 | Manpur (Main Bich Tola) | 1154500 | 2x3.15+ 1x5 |  | 0 | 0 | 0 | 0 | 0 | 0 | 0 |  | 0 | Devipur | RE # 4
[5 empty] | Rawani Tola |  | Proposed |  | 0 | 0 | 0 | 0 | 0 | 0 | 0 |  | 0 | Devipur | RE # 4
[5 empty] | Niche Tola |  |  |  | 0 | 0 | 0 | 0 | 0 | 0 | 0 |  | 0 | Devipur | RE # 4
[5 empty] | Sub-Total |  | 0 | 0 | 0 | 0 | 0 | 0 | 0 | 0 | 0 |  | 0
|  |  |  | 2 | Paraharia (Rawani Tola) | 1154600 |  |  | 0 | 0 | 0 | 0 | 0 | 0 | 0 |  | 0 | Devipur | RE # 35
[5 empty] | Rana Tola |  |  |  | 0 | 0 | 0 | 0 | 0 | 0 | 0 |  | 0 | Devipur
[5 empty] | Yadav Tola |  |  |  | 0 | 0 | 0 | 0 | 0 | 0 | 0 |  | 0 | Devipur | RE # 35
[5 empty] | Sub-Total |  | 0 | 0 | 0 | 0 | 0 | 0 | 0 | 0 | 0 |  | 0
|  |  |  | 3 | Bargunia (Pardhan Tola) | 1154800 |  |  | 0 | 0 | 0 | 0 | 0 | 0 | 0 |  | 0 | Devipur | RE # 36
[5 empty] | Pandey Tola |  |  |  | 0 | 0 | 0 | 0 | 0 | 0 | 0 | 3ph | 0.1 | Devipur | RE # 36
[5 empty] | Turi Tola |  |  |  | 0 | 0 | 0 | 0 | 0 | 0 | 0 |  | 0 | Devipur | RE # 36
[5 empty] | Ramroydih |  |  |  | 0 | 0 | 0 | 0 | 0 | 0 | 0 |  | 0 | Devipur | RE # 36
[5 empty] | Sub-Total |  | 0 | 0 | 0 | 0 | 0 | 0 | 0 | 0 | 0 |  | 0.1
|  |  |  | 4 | Uperdih | 1155100 |  |  | 0 | 0 | 0 | 0 | 0 | 0 | 0 |  | 0 | Devipur | RE # 36
[5 empty] | Chamar Tola |  |  |  | 0 | 0 | 0 | 0 | 0 | 0 | 0 |  | 0 | Devipur | RE # 36
[5 empty] | Turi Tola |  |  |  | 0 | 0 | 0 | 0 | 0 | 0 | 0 |  | 0 | Devipur | RE # 36
[5 empty] | Sub-Total |  | 0 | 0 | 0 | 0 | 0 | 0 | 0 | 0 | 0 |  | 0
|  |  |  | 5 | Buchi (Mandal Tola) | 1155200 |  |  | 0 | 0 | 0 | 0 | 0 | 0 | 0 |  | 0 | Devipur | RE # 36
[5 empty] | Muslim Tola |  |  |  | 0 | 0 | 0 | 0 | 0 | 0 | 0 |  | 0 | Devipur | RE # 36
[5 empty] | Harijan Tola |  |  |  | 0 | 0 | 0 | 0 | 0 | 0 | 0 | 3ph | 0.49 | Devipur | RE # 36
[5 empty] | Sub-Total |  | 0 | 0 | 0 | 0 | 0 | 0 | 0 | 0 | 0 |  | 0.49
|  |  |  | 6 | PahrToli (Mandal Tola) | 1155300 |  |  | 0 | 0 | 0 | 0 | 0 | 0 | 0 |  | 0 | Devipur | RE # 36
[5 empty] | Upper Mandal Tola |  |  |  | 0 | 0 | 0 | 0 | 0 | 0 | 0 |  | 0 | Devipur | RE # 36
[5 empty] | Muslim Tola |  |  |  | 0 | 0 | 0 | 0 | 0 | 0 | 0 |  | 0 | Devipur | RE # 36
[5 empty] | Sub-Total |  | 0 | 0 | 0 | 0 | 0 | 0 | 0 | 0 | 0 |  | 0
|  |  |  | 7 | Bariyarpur | 1155400 |  |  | 0 | 0 | 0 | 0 | 0 | 0 | 0 |  | 0 | Devipur | RE # 36
[5 empty] | Sub-Total |  | 0 | 0 | 0 | 0 | 0 | 0 | 0 | 0 | 0 |  | 0 | Devipur
|  |  |  | 8 | Kasathi | 1155500 |  |  | 0 | 0 | 0 | 0 | 0 | 0 | 0 |  | 0 | Devipur | RE # 36
[5 empty] | Ramani Tola |  |  |  | 0 | 0 | 0 | 0 | 0 | 0 | 0 |  | 0 | Devipur | RE # 36
[5 empty] | Mandal Tola |  |  |  | 0 | 0 | 0 | 0 | 0 | 0 | 0 |  | 0 | Devipur | RE # 36
[5 empty] | Turi Tola |  |  |  | 0 | 0 | 0 | 0 | 0 | 0 | 0 |  | 0 | Devipur | RE # 36
[5 empty] | Sub-Total |  | 0 | 0 | 0 | 0 | 0 | 0 | 0 | 0 | 0 |  | 0
|  |  |  | 9 | Beltikri | 1155600 |  |  | 0 | 0 | 0 | 0 | 0 | 0 | 0 |  | 0 | Devipur | RE # 4
[5 empty] | Harijan Tola |  |  |  | 0 | 0 | 0 | 0 | 0 | 0 | 0 |  | 0 | Devipur | RE # 4
[5 empty] | Ramani Tola |  |  |  | 0 | 0 | 0 | 0 | 0 | 0 | 0 |  | 0 | Devipur | RE # 4
[5 empty] | Sub-Total |  | 0 | 0 | 0 | 0 | 0 | 0 | 0 | 0 | 0 |  | 0
|  |  |  | 10 | Hetabergunia | 1155700 |  |  | 0 | 0 | 0 | 0 | 0 | 0 | 0 |  | 0 | Devipur | RE # 4
[5 empty] | Mandal Tola |  |  |  | 0 | 0 | 0 | 0 | 0 | 0 | 0 |  | 0 | Devipur | RE # 4
[5 empty] | Sub-Total |  | 0 | 0 | 0 | 0 | 0 | 0 | 0 | 0 | 0 |  | 0
|  |  |  | 11 | Birniya | 1161900 |  |  | 0 | 0 | 0 | 0 | 0 | 0 | 0 | 3ph | 0.75 | Devipur | RE # 35
[5 empty] | Das Tola |  |  |  | 0 | 0 | 0 | 0 | 0 | 0 | 0 |  | 0 | Devipur | RE # 35
[5 empty] | Lala Tola |  |  |  | 0 | 0 | 0 | 0 | 0 | 0 | 0 |  | 0 | Devipur | RE # 35
[5 empty] | Singh Tola |  |  |  | 0 | 0 | 0 | 0 | 0 | 0 | 0 |  | 0 | Devipur | RE # 35
[5 empty] | Muslim Tola |  |  |  | 0 | 0 | 0 | 0 | 0 | 0 | 0 |  | 0 | Devipur | RE # 35
[5 empty] | Telia Maru |  |  |  | 0 | 0 | 0 | 0 | 0 | 0 | 0 |  | 0 | Devipur | RE # 35
[5 empty] | Sub-Total |  | 0 | 0 | 0 | 0 | 0 | 0 | 0 | 0 | 0 |  | 0.75
|  |  |  | 12 | Ramudih | 1165900 |  |  | 0 | 0 | 0 | 0 | 0 | 0 | 0 |  | 0 | Devipur | RE # 39
[5 empty] | Singh Tola |  |  |  | 0 | 0 | 0 | 0 | 0 | 0 | 0 |  | 0 | Devipur | RE # 39
[5 empty] | Pandey Tola |  |  |  | 0 | 0 | 0 | 0 | 0 | 0 | 0 |  | 0 | Devipur | RE # 39
[5 empty] | Brahman Tola |  |  |  | 0 | 0 | 0 | 0 | 0 | 0 | 0 |  | 0 | Devipur | RE # 39
[5 empty] | Paswan Tola |  |  |  | 0 | 0 | 0 | 0 | 0 | 0 | 0 |  | 0 | Devipur | RE # 39
[5 empty] | Manji Tola |  |  |  | 0 | 0 | 0 | 0 | 0 | 0 | 0 |  | 0 | Devipur | RE # 39
[5 empty] | Bariyarpur |  |  |  | 0 | 0 | 0 | 0 | 0 | 0 | 0 |  | 0 | Devipur | RE # 39
[5 empty] | Das Tola |  |  |  | 0 | 0 | 0 | 0 | 0 | 0 | 0 |  | 0 | Devipur | RE # 39
[5 empty] | Yadav Tola |  |  |  | 0 | 0 | 0 | 0 | 0 | 0 | 0 |  | 0 | Devipur | RE # 39
[5 empty] | Sub-Total |  | 0 | 0 | 0 | 0 | 0 | 0 | 0 | 0 | 0 |  | 0
|  |  |  | 13 | Tiljori | 1166000 |  |  | 0 | 0 | 0 | 0 | 0 | 0 | 0 |  | 0 | Devipur | RE # 35
[5 empty] | Ramani Tola |  |  |  | 0 | 0 | 0 | 0 | 0 | 0 | 0 |  | 0 | Devipur | RE # 35
[5 empty] | Pandey Tola |  |  |  | 0 | 0 | 0 | 0 | 0 | 0 | 0 |  | 0 | Devipur | RE # 35
[5 empty] | Jha Tola |  |  |  | 0 | 0 | 0 | 0 | 0 | 0 | 0 |  | 0 | Devipur | RE # 35
[5 empty] | Dushad Tola |  |  |  | 0 | 0 | 0 | 0 | 0 | 0 | 0 |  | 0 | Devipur | RE # 35
[5 empty] | Rajput Tola |  |  |  | 0 | 0 | 0 | 0 | 0 | 0 | 0 |  | 0 | Devipur | RE # 35
[5 empty] | Sub-Total |  | 0 | 0 | 0 | 0 | 0 | 0 | 0 | 0 | 0 |  | 0
|  |  |  | 14 | Sultanpur | 1166100 |  |  | 1 | 0 | 0 | 0 | 10 | 0.75 | 1 | 3ph | 0.38 | Devipur | RE # 36
[5 empty] | Yadav Tola |  |  |  | 0 | 0 | 0 | 0 | 0 | 0 | 0 |  | 0 | Devipur | RE # 36
[5 empty] | Sub-Total |  | 0 | 0 | 1 | 0 | 0 | 0 | 10 | 0.75 | 1 |  | 0.38
|  |  |  | 15 | Ramsagar | 1166200 |  |  | 0 | 0 | 0 | 0 | 0 | 0 | 0 |  | 0 | Devipur | RE # 39
[5 empty] | Sub-Total |  | 0 | 0 | 0 | 0 | 0 | 0 | 0 | 0 | 0 |  | 0
|  |  |  | 16 | Sankarpur | 1166300 |  |  | 0 | 0 | 0 | 0 | 0 | 0 | 0 |  | 0 | Devipur | RE # 35
[5 empty] | Harijan Tola |  |  |  | 0 | 0 | 0 | 0 | 0 | 0 | 0 |  | 0 | Devipur | RE # 35
[5 empty] | Muslim Tola |  |  |  | 0 | 0 | 0 | 0 | 0 | 0 | 0 |  | 0 | Devipur | RE # 35
[5 empty] | Ramani Tola |  |  |  | 0 | 0 | 0 | 0 | 0 | 0 | 0 | 3ph | 0.67 | Devipur | RE # 35
[5 empty] | Sub-Total |  | 0 | 0 | 0 | 0 | 0 | 0 | 0 | 0 | 0 |  | 0.67
|  |  |  | 17 | Bhojpur | 1166500 |  |  | 0 | 0 | 0 | 0 | 0 | 0 | 0 |  | 0 | Devipur | RE # 35
[5 empty] | Brahman Tola |  |  |  | 0 | 0 | 0 | 0 | 0 | 0 | 0 |  | 0 | Devipur | RE # 35
[5 empty] | Ramani Tola |  |  |  | 0 | 0 | 0 | 0 | 0 | 0 | 0 |  | 0 | Devipur | RE # 35
[5 empty] | Babri Tola |  |  |  | 0 | 0 | 0 | 0 | 0 | 0 | 0 |  | 0 | Devipur | RE # 35
[5 empty] | Gosai Tola |  |  |  | 0 | 0 | 0 | 0 | 0 | 0 | 0 |  | 0 | Devipur | RE # 35
[5 empty] | Harijan Tola |  |  |  | 0 | 0 | 0 | 0 | 0 | 0 | 0 | 3ph | 0.11 | Devipur | RE # 35
[5 empty] | 0.095 |  |  |  | 0 | 0 | 0 | 0 | 0 | 0 | 0 | 3ph | 0.1 | Devipur | RE # 35
[5 empty] | Kumhar Tola |  |  |  | 0 | 0 | 0 | 0 | 0 | 0 | 0 |  | 0 | Devipur | RE # 35
[5 empty] | Sub-Total |  | 0 | 0 | 0 | 0 | 0 | 0 | 0 | 0 | 0 |  | 0.2
|  |  |  | 18 | Patherchapti | 1166600 |  |  | 0 | 0 | 0 | 0 | 0 | 0 | 0 |  | 0 | Devipur | RE # 35
[5 empty] | Chamar Tola |  |  |  | 0 | 0 | 0 | 0 | 0 | 0 | 0 | 3ph | 0.07 | Devipur | RE # 35
[5 empty] | Kumhar Tola |  |  |  | 0 | 0 | 0 | 0 | 0 | 0 | 0 | 3ph | 0.04 | Devipur | RE # 35
[5 empty] | Mahto Tola |  |  |  | 0 | 0 | 0 | 0 | 0 | 0 | 0 |  | 0 | Devipur | RE # 35
[5 empty] | Sub-Total |  | 0 | 0 | 0 | 0 | 0 | 0 | 0 | 0 | 0 |  | 0.1
|  |  |  | 19 | Karkowan | 1166700 |  |  | 0 | 0 | 0 | 0 | 0 | 0 | 0 |  | 0 | Devipur | RE # 35
[5 empty] | Harijan Tola |  |  |  | 0 | 0 | 0 | 0 | 0 | 0 | 0 |  | 0 | Devipur | RE # 35
[5 empty] | Upper Tola |  |  |  | 0 | 0 | 0 | 0 | 0 | 0 | 0 |  | 0 | Devipur | RE # 35
[5 empty] | Paswan Tola |  |  |  | 0 | 0 | 0 | 0 | 0 | 0 | 0 |  | 0 | Devipur | RE # 35
[5 empty] | Brahman Tola |  |  |  | 0 | 0 | 0 | 0 | 0 | 0 | 0 |  | 0 | Devipur | RE # 35
[5 empty] | Jogidih |  |  |  | 0 | 0 | 0 | 0 | 0 | 0 | 0 | 3ph | 0.25 | Devipur | RE # 35
[5 empty] | Sub-Total |  | 0 | 0 | 0 | 0 | 0 | 0 | 0 | 0 | 0 |  | 0.25
|  |  |  | 20 | Jitjori (Muslim Tola) | 1166900 |  |  | 0 | 0 | 0 | 0 | 0 | 0 | 0 |  | 0 | Devipur | RE # 35
[5 empty] | Napit Tola |  |  |  | 0 | 0 | 0 | 0 | 0 | 0 | 0 |  | 0 | Devipur | RE # 35
[5 empty] | Pandit Tola |  |  |  | 0 | 0 | 0 | 0 | 0 | 0 | 0 |  | 0 | Devipur | RE # 35
[5 empty] | Mandal Tola |  |  |  | 0 | 0 | 0 | 0 | 0 | 0 | 0 |  | 0 | Devipur | RE # 35
[5 empty] | Muslim Tola East |  |  |  | 0 | 0 | 0 | 0 | 0 | 0 | 0 |  | 0 | Devipur | RE # 35
[5 empty] | Muslim Neeche Tola |  |  |  | 0 | 0 | 0 | 0 | 0 | 0 | 0 |  | 0 | Devipur | RE # 35
[5 empty] | Sub-Total |  | 0 | 0 | 0 | 0 | 0 | 0 | 0 | 0 | 0 |  | 0
|  |  |  | 21 | Lohari | 1167100 |  |  | 0 | 0 | 0 | 0 | 0 | 0 | 0 |  | 0 | Devipur | RE # 35
[5 empty] | Manji Tola |  |  |  | 0 | 0 | 0 | 0 | 0 | 0 | 0 |  | 0 | Devipur | RE # 35
[5 empty] | Yadav Tola |  |  |  | 0 | 0 | 0 | 0 | 0 | 0 | 0 |  | 0 | Devipur | RE # 35
[5 empty] | Sub-Total |  | 0 | 0 | 0 | 0 | 0 | 0 | 0 | 0 | 0 |  | 0
|  |  |  | 22 | Gidhahia | 1167700 |  |  | 0 | 0 | 0 | 0 | 0 | 0 | 0 |  | 0 | Devipur | RE # 36
[5 empty] | Muslim Tola |  |  |  | 0 | 0 | 0 | 0 | 0 | 0 | 0 |  | 0 | Devipur | RE # 36
[5 empty] | Napit Tola |  |  |  | 0 | 0 | 0 | 0 | 0 | 0 | 0 |  | 0 | Devipur | RE # 36
[5 empty] | Yadav Tola |  |  |  | 0 | 0 | 0 | 0 | 0 | 0 | 0 | 3ph | 0.07 | Devipur | RE # 36
[5 empty] | Narayan Bandi Tola |  |  |  | 0 | 0 | 0 | 0 | 0 | 0 | 0 |  | 0 | Devipur | RE # 36
[5 empty] | Sub-Total |  | 0 | 0 | 0 | 0 | 0 | 0 | 0 | 0 | 0 |  | 0.07
[5 empty] | BLOCK TOTAL |  | 0 | 0 | 1 | 0 | 0 | 0 | 10 | 0.75 | 1 |  | 3.01
| 5 | Madhupur | 5 | 1 | Nemuadih | 1171800 | 3x5 |  | 0 | 0 | 0 |  | 0 | 0 | 0 | 3ph | 0.9 | Madhupur | RE-14
[5 empty] | Manjhi Tola |  | Proposed |  | 0 | 0 | 0 |  | 0 | 0 | 0 |  | 0 | Madhupur | RE-14
[5 empty] | Mandal Tola |  |  |  | 0 | 0 | 0 |  | 0 | 0 | 0 |  | 0 | Madhupur | RE-14
[5 empty] | Sub-Total |  |  |  | 0 | 0 | 0 |  | 0 | 0 | 0 |  | 0.9 | Madhupur | RE-14
0
|  |  |  | 2 | Pindra | 1171900 |  |  | 0 | 0 | 0 |  | 0 | 0 | 0 | 3ph | 0.08 | Madhupur | RE-14
[5 empty] | Bich Tola |  |  |  | 0 | 0 | 0 |  | 0 | 0 | 0 |  | 0 | Madhupur | RE-14
[5 empty] | Miya Tola |  |  |  | 0 | 0 | 0 |  | 0 | 0 | 0 |  | 0 | Madhupur | RE-14
[5 empty] | Sub-Total |  |  |  | 0 | 0 | 0 |  | 0 | 0 | 0 |  | 0.08 | Madhupur | RE-14
0
|  |  |  | 3 | Dulampur | 1172300 |  |  | 0 | 0 | 0 | 0 | 0 | 0 | 0 |  | 0 | Madhupur | RE-14
[5 empty] | Muslim Tola |  |  |  | 0 | 0 | 0 | 0 | 0 | 0 | 0 |  | 0 | Madhupur | RE-14
[5 empty] | Niche Tola |  |  |  | 0 | 0 | 0 | 0 | 0 | 0 | 0 |  | 0 | Madhupur | RE-14
[5 empty] | Kristan Tola |  |  |  | 0 | 0 | 0 | 0 | 0 | 0 | 0 |  | 0 | Madhupur | RE-14
[5 empty] | Ghatwar Tola |  |  |  | 0 | 0 | 0 | 0 | 0 | 0 | 0 |  | 0 | Madhupur | RE-14
[5 empty] | Harijan Tola |  |  |  | 0 | 0 | 0 | 0 | 0 | 0 | 0 |  | 0 | Madhupur | RE-14
[5 empty] | Mohli Tola |  |  |  | 0 | 0 | 0 | 0 | 0 | 0 | 0 |  | 0 | Madhupur | RE-14
[5 empty] | Sub-Total |  |  |  | 0 | 0 | 0 | 0 | 0 | 0 | 0 |  | 0 | Madhupur | RE-14
|  |  |  | 4 | Bank | 1174200 |  |  | 0 | 0 | 0 |  | 0 | 0 | 0 |  | 0 | Madhupur | RE-15
[5 empty] | Rawani Tola |  |  |  | 0 | 0 | 0 |  | 0 | 0 | 0 |  | 0 | Madhupur | RE-15
[5 empty] | Yadav Tola |  |  |  | 0 | 0 | 0 |  | 0 | 0 | 0 |  | 0 | Madhupur | RE-15
[5 empty] | Sub-Total |  |  |  | 0 | 0 | 0 |  | 0 | 0 | 0 |  | 0 | Madhupur | RE-15
0
|  |  |  | 5 | Baratanr | 1174300 |  |  | 0 | 0 | 0 |  | 0 | 0 | 0 |  | 0 | Madhupur | RE-15
[5 empty] | NicheTola |  |  |  | 0 | 0 | 0 |  | 0 | 0 | 0 |  | 0 | Madhupur | RE-15
[5 empty] | Chokidar Tola |  |  |  | 0 | 0 | 0 |  | 0 | 0 | 0 |  | 0 | Madhupur | RE-15
[5 empty] | Sub-Total |  |  |  | 0 | 0 | 0 |  | 0 | 0 | 0 |  | 0 | Madhupur | RE-15
0
|  |  |  | 6 | Singho | 1174500 |  |  | 0 | 0 | 0 |  | 0 | 0 | 0 |  | 0 | Madhupur | RE-15
[5 empty] | Niche Tola |  |  |  | 0 | 0 | 0 |  | 0 | 0 | 0 |  | 0 | Madhupur | RE-15
[5 empty] | Sahu Tola |  |  |  | 0 | 0 | 0 |  | 0 | 0 | 0 | 3ph | 0.04 | Madhupur | RE-15
[5 empty] | Pradhan Tola |  |  |  | 0 | 0 | 0 |  | 0 | 0 | 0 |  | 0 | Madhupur | RE-15
[5 empty] | Harijan Tola |  |  |  | 0 | 0 | 0 |  | 0 | 0 | 0 |  | 0 | Madhupur | RE-15
[5 empty] | Sub-Total |  |  |  | 0 | 0 | 0 |  | 0 | 0 | 0 |  | 0.04 | Madhupur | RE-15
0
|  |  |  | 7 | Ramchandarpur | 1174900 |  |  | 2 | 0 | 0 | 1ph | 20 | 1.2 | 2 | 1ph | 0.5 | Madhupur | RE-15
[5 empty] | Ama Tola |  |  |  | 0 | 0 | 0 |  | 0 | 0 | 0 |  | 0 | Madhupur | RE-15
[5 empty] | Miya Tola |  |  |  | 0 | 0 | 0 |  | 0 | 0 | 0 |  | 0 | Madhupur | RE-15
[5 empty] | Mandal Tola |  |  |  | 0 | 0 | 0 |  | 0 | 0 | 0 |  | 0 | Madhupur | RE-15
[5 empty] | Naya Tola |  |  |  | 0 | 0 | 0 |  | 0 | 0 | 0 |  | 0 | Madhupur | RE-15
[5 empty] | Niche Tola |  |  |  | 0 | 0 | 0 |  | 0 | 0 | 0 |  | 0 | Madhupur | RE-15
[5 empty] | Sub-Total |  |  |  | 2 | 0 | 0 | 1ph | 20 | 1.2 | 2 | 1ph | 0.5 | Madhupur | RE-15
0
|  |  |  | 8 | Salaiya | 1175900 |  |  | 0 | 0 | 0 |  | 0 | 0 | 0 |  | 0 | Madhupur | RE-15
[5 empty] | Kol Tola |  |  |  | 0 | 0 | 0 |  | 0 | 0 | 0 |  | 0 | Madhupur | RE-15
[5 empty] | Harijan Tola |  |  |  | 0 | 0 | 0 |  | 0 | 0 | 0 |  | 0 | Madhupur | RE-15
[5 empty] | Madhu Tola |  |  |  | 0 | 0 | 0 |  | 0 | 0 | 0 |  | 0 | Madhupur | RE-15
[5 empty] | Primari School |  |  |  | 0 | 0 | 0 |  | 0 | 0 | 0 |  | 0 | Madhupur | RE-15
[5 empty] | Sub-Total |  |  |  | 0 | 0 | 0 |  | 0 | 0 | 0 |  | 0 | Madhupur | RE-15
0
|  |  |  | 9 | Kolharia | 1176000 |  |  | 0 | 0 | 0 |  | 0 | 0 | 0 |  | 0 | Madhupur | RE-15
[5 empty] | East Tola |  |  |  | 0 | 0 | 0 |  | 0 | 0 | 0 |  | 0 | Madhupur | RE-15
[5 empty] | Harijan Tola |  |  |  | 0 | 0 | 0 |  | 0 | 0 | 0 |  | 0 | Madhupur | RE-15
[5 empty] | KoliTanr |  |  |  | 0 | 0 | 0 |  | 0 | 0 | 0 |  | 0 | Madhupur | RE-15
[5 empty] | School Tola |  |  |  | 0 | 0 | 0 |  | 0 | 0 | 0 |  | 0 | Madhupur | RE-15
[5 empty] | Sub-Total |  |  |  | 0 | 0 | 0 |  | 0 | 0 | 0 |  | 0 | Madhupur | RE-15
0
|  |  |  | 10 | Bhawanpur | 1176100 |  |  | 0 | 0 | 0 |  | 0 | 0 | 0 |  | 0 | Madhupur | RE-15
[5 empty] | Bhavan Tola |  |  |  | 0 | 0 | 0 |  | 0 | 0 | 0 |  | 0 | Madhupur | RE-15
[5 empty] | Rajwar Tola |  |  |  | 0 | 0 | 0 |  | 0 | 0 | 0 |  | 0 | Madhupur | RE-15
[5 empty] | Dubra Tola |  |  |  | 0 | 0 | 0 |  | 0 | 0 | 0 |  | 0 | Madhupur | RE-15
[5 empty] | Santhal Tola |  |  |  | 0 | 0 | 0 |  | 0 | 0 | 0 |  | 0 | Madhupur | RE-15
[5 empty] | Sub-Total |  |  |  | 0 | 0 | 0 |  | 0 | 0 | 0 |  | 0 | Madhupur | RE-15
0
|  |  |  | 11 | Chunglo | 1176300 |  |  | 0 | 0 | 0 |  | 0 | 0 | 0 |  | 0 | MAdhupur | RE-15
[5 empty] | Sub-Total |  |  |  | 0 | 0 | 0 |  | 0 | 0 | 0 |  | 0 | MAdhupur | RE-15
0
|  |  |  | 12 | Gariya | 1176400 |  |  | 0 | 0 | 0 |  | 0 | 0 | 0 | 3ph | 0.2 | MAdhupur | RE-1
[5 empty] | Bavan Tola |  |  |  | 0 | 0 | 0 |  | 0 | 0 | 0 | 3ph | 0.24 | MAdhupur | RE-1
[5 empty] | Santhal Tola |  |  |  | 0 | 0 | 0 |  | 0 | 0 | 0 |  | 0 | MAdhupur | RE-1
[5 empty] | Harijan Tola |  |  |  | 0 | 0 | 0 |  | 0 | 0 | 0 |  | 0 | MAdhupur | RE-1
[5 empty] | Pujhor Tola |  |  |  | 0 | 0 | 0 |  | 0 | 0 | 0 | 3ph | 0.08 | MAdhupur | RE-1
[5 empty] | Yadav Tola |  |  |  | 0 | 0 | 0 |  | 0 | 0 | 0 | 3ph | 0.04 | MAdhupur | RE-1
[5 empty] | Magali Tola |  |  |  | 0 | 0 | 0 |  | 0 | 0 | 0 |  | 0 | MAdhupur | RE-1
[5 empty] | Reshna Center |  |  |  | 0 | 0 | 0 |  | 0 | 0 | 0 |  | 0 | MAdhupur | RE-1
[5 empty] | Radha Glass Factory |  |  |  | 0 | 0 | 0 |  | 0 | 0 | 0 |  | 0 | MAdhupur | RE-1
[5 empty] | Sub-Total |  |  |  | 0 | 0 | 0 |  | 0 | 0 | 0 |  | 0.56 | MAdhupur | RE-1
0
|  |  |  | 13 | Fathepur | 1177200 |  |  | 0 | 0 | 0 |  | 0 | 0 | 0 |  | 0 | Madhupur | RE-15
[5 empty] | Niche Tola |  |  |  | 0 | 0 | 0 |  | 0 | 0 | 0 |  | 0 | Madhupur | RE-15
[5 empty] | Miya Tola |  |  |  | 0 | 0 | 0 |  | 0 | 0 | 0 |  | 0 | Madhupur | RE-15
[5 empty] | Sub-Total |  |  |  | 0 | 0 | 0 |  | 0 | 0 | 0 |  | 0 | Madhupur | RE-15
0
|  |  |  | 14 | Patwabad | 1177300 |  |  | 0 | 0 | 0 |  | 0 | 0 | 0 |  | 0 | Madhupur | RE-15
[5 empty] | Bich Tola |  |  |  | 0 | 0 | 0 |  | 0 | 0 | 0 |  | 0 | Madhupur | RE-15
[5 empty] | Niche Tola |  |  |  | 0 | 0 | 0 |  | 0 | 0 | 0 |  | 0 | Madhupur | RE-15
[5 empty] | Uppar Tola |  |  |  | 0 | 0 | 0 |  | 0 | 0 | 0 |  | 0 | Madhupur | RE-15
[5 empty] | Kabrstan Tola |  |  |  | 0 | 0 | 0 |  | 0 | 0 | 0 |  | 0 | Madhupur | RE-15
[5 empty] | Miya Tola |  |  |  | 0 | 0 | 0 |  | 0 | 0 | 0 |  | 0 | Madhupur | RE-15
[5 empty] | Sub-Total |  |  |  | 0 | 0 | 0 |  | 0 | 0 | 0 |  | 0 | Madhupur | RE-15
0
|  |  |  | 15 | Pharpur Harijan Tola | 1177400 |  |  | 0 | 0 | 0 |  | 0 | 0 | 0 |  | 0 | Madhupur | RE-14
[5 empty] | Uppar Tola |  |  |  | 0 | 0 | 0 |  | 0 | 0 | 0 |  | 0 | Madhupur | RE-14
[5 empty] | Niche Tola |  |  |  | 0 | 0 | 0 |  | 0 | 0 | 0 |  | 0 | Madhupur | RE-14
[5 empty] | Sub-Total |  |  |  | 0 | 0 | 0 |  | 0 | 0 | 0 |  | 0 | Madhupur | RE-14
0
|  |  |  | 16 | Sabaijor | 1177500 |  |  | 0 | 0 | 0 |  | 0 | 0 | 0 |  | 0 | Madhupur | RE-13
[5 empty] | Yadav Tola |  |  |  | 0 | 0 | 0 |  | 0 | 0 | 0 | 3ph | 0.08 | Madhupur | RE-13
[5 empty] | Rawani Tola |  |  |  | 0 | 0 | 0 |  | 0 | 0 | 0 |  | 0 | Madhupur | RE-13
[5 empty] | Sub-Total |  |  |  | 0 | 0 | 0 |  | 0 | 0 | 0 |  | 0.08 | Madhupur | RE-13
0
|  |  |  | 17 | Nawadih Chhit | 1177900 |  |  | 0 | 0 | 0 |  | 0 | 0 | 0 |  | 0 | Madhupur | RE-14
[5 empty] | Sub-Total |  |  |  | 0 | 0 | 0 |  | 0 | 0 | 0 |  | 0 | Madhupur | RE-14
0
|  |  |  | 18 | Narainpur | 1178000 |  |  | 0 | 0 | 0 |  | 0 | 0 | 0 |  | 0 | Madhupur | RE-14
[5 empty] | Dhawatanr |  |  |  | 0 | 0 | 0 |  | 0 | 0 | 0 |  | 0 | Madhupur | RE-14
[5 empty] | Khrtanr |  |  |  | 0 | 0 | 0 |  | 0 | 0 | 0 |  | 0 | Madhupur | RE-14
[5 empty] | Arria Pahri |  |  |  | 0 | 0 | 0 |  | 0 | 0 | 0 |  | 0 | Madhupur | RE-14
[5 empty] | 16 Gali No.16 |  |  |  | 0 | 0 | 0 |  | 0 | 0 | 0 |  | 0 | Madhupur | RE-14
[5 empty] | Kanka Rwatanr |  |  |  | 0 | 0 | 0 |  | 0 | 0 | 0 |  | 0 | Madhupur | RE-14
[5 empty] | Darji Tola |  |  |  | 0 | 0 | 0 |  | 0 | 0 | 0 |  | 0 | Madhupur | RE-14
[5 empty] | Haji Gali |  |  |  | 0 | 0 | 0 |  | 0 | 0 | 0 |  | 0 | Madhupur | RE-14
[5 empty] | Nawabmor |  |  |  | 0 | 0 | 0 |  | 0 | 0 | 0 |  | 0 | Madhupur | RE-14
[5 empty] | Sub-Total |  |  |  | 0 | 0 | 0 |  | 0 | 0 | 0 |  | 0 | Madhupur | RE-14
0
|  |  |  | 19 | Siktia | 1178500 |  |  | 0 | 0 | 0 |  | 0 | 0 | 0 |  | 0 | MAdhupur | RE-13
[5 empty] | Balwadih |  |  |  | 0 | 0 | 0 |  | 0 | 0 | 0 |  | 0 | MAdhupur | RE-13
[5 empty] | Bhodal |  |  |  | 0 | 0 | 0 |  | 0 | 0 | 0 |  | 0 | MAdhupur | RE-13
[5 empty] | Dhowararh |  |  |  | 0 | 0 | 0 |  | 0 | 0 | 0 |  | 0 | MAdhupur | RE-13
[5 empty] | Harisan |  |  |  | 0 | 0 | 0 |  | 0 | 0 | 0 |  | 0 | MAdhupur | RE-13
[5 empty] | Hatiya |  |  |  | 0 | 0 | 0 |  | 0 | 0 | 0 |  | 0 | MAdhupur | RE-13
[5 empty] | Jagdishpur |  |  |  | 0 | 0 | 0 |  | 0 | 0 | 0 |  | 0 | MAdhupur | RE-13
[5 empty] | Lawandih |  |  |  | 0 | 0 | 0 |  | 0 | 0 | 0 |  | 0 | MAdhupur | RE-13
[5 empty] | Santhal |  |  |  | 0 | 0 | 0 |  | 0 | 0 | 0 |  | 0 | MAdhupur | RE-13
[5 empty] | Santhal Bich |  |  |  | 0 | 0 | 0 |  | 0 | 0 | 0 |  | 0 | MAdhupur | RE-13
[5 empty] | Sub-Total |  |  |  | 0 | 0 | 0 |  | 0 | 0 | 0 |  | 0 | MAdhupur | RE-13
0
|  |  |  | 20 | Kumargaria | 1178800 |  |  | 0 | 0 | 0 |  | 0 | 0 | 0 |  | 0 | Madhupur | RE-13
[5 empty] | Harijan Tola |  |  |  | 0 | 0 | 0 |  | 0 | 0 | 0 |  | 0 | Madhupur | RE-13
[5 empty] | Mahto Tola |  |  |  | 0 | 0 | 0 |  | 0 | 0 | 0 |  | 0 | Madhupur | RE-13
[5 empty] | Ansari Tola |  |  |  | 0 | 0 | 0 |  | 0 | 0 | 0 |  | 0 | Madhupur | RE-13
[5 empty] | Niche Tola |  |  |  | 0 | 0 | 0 |  | 0 | 0 | 0 |  | 0 | Madhupur | RE-13
[5 empty] | Sub-Total |  |  |  | 0 | 0 | 0 |  | 0 | 0 | 0 |  | 0 | Madhupur | RE-13
0
|  |  |  | 21 | Jhilua | 1178900 |  |  | 0 | 0 | 0 |  | 0 | 0 | 0 |  | 0 | Madhupur | RE-13
[5 empty] | School Tola |  |  |  | 0 | 0 | 0 |  | 0 | 0 | 0 |  | 0 | Madhupur | RE-13
[5 empty] | Yadav Tola |  |  |  | 0 | 0 | 0 |  | 0 | 0 | 0 |  | 0 | Madhupur | RE-13
[5 empty] | Miya Tola |  |  |  | 0 | 0 | 0 |  | 0 | 0 | 0 |  | 0 | Madhupur | RE-13
[5 empty] | Mahto Tola |  |  |  | 0 | 0 | 0 |  | 0 | 0 | 0 |  | 0 | Madhupur | RE-13
[5 empty] | Sub-Total |  |  |  | 0 | 0 | 0 |  | 0 | 0 | 0 |  | 0 | Madhupur | RE-13
0
|  |  |  | 22 | Kano | 1179400 |  |  | 0 | 0 | 0 |  | 0 | 0 | 0 |  | 0 | Madhupur | RE-13
[5 empty] | Santhal Tola |  |  |  | 0 | 0 | 0 |  | 0 | 0 | 0 |  | 0 | Madhupur | RE-13
[5 empty] | Sub-Total |  |  |  | 0 | 0 | 0 |  | 0 | 0 | 0 |  | 0 | Madhupur | RE-13
0
|  |  |  | 23 | Thinghara | 1179600 |  |  | 0 | 0 | 0 |  | 0 | 0 | 0 | 3ph | 0.12 | Madhupur | RE-13
[5 empty] | Sub-Total |  |  |  | 0 | 0 | 0 |  | 0 | 0 | 0 |  | 0.12 | Madhupur | RE-13
|  |  |  | 24 | Jaridih | 1179800 |  |  | 0 | 0 | 0 |  | 0 | 0 | 0 |  | 0 | Madhupur | RE-13
[5 empty] | Sub-Total |  |  |  | 0 | 0 | 0 |  | 0 | 0 | 0 |  | 0 | Madhupur | RE-13
0
|  |  |  | 25 | Bhabhandhia | 1179900 |  |  | 0 | 0 | 0 |  | 0 | 0 | 0 |  | 0 | Madhupur | RE-13
[5 empty] | Gramin Banr |  |  |  | 0 | 0 | 0 |  | 0 | 0 | 0 |  | 0 | Madhupur | RE-13
[5 empty] | Kumhar Tola |  |  |  | 0 | 0 | 0 |  | 0 | 0 | 0 |  | 0 | Madhupur | RE-13
[5 empty] | Sanathal Tola |  |  |  | 0 | 0 | 0 |  | 0 | 0 | 0 |  | 0 | Madhupur | RE-13
[5 empty] | Mahto Tola |  |  |  | 0 | 0 | 0 |  | 0 | 0 | 0 |  | 0 | Madhupur | RE-13
[5 empty] | Sub-Total |  |  |  | 0 | 0 | 0 |  | 0 | 0 | 0 |  | 0 | Madhupur | RE-13
0
|  |  |  | 26 | Silgaria | 1180000 |  |  | 0 | 0 | 0 |  | 0 | 0 | 0 | 3ph | 0.16 | Madhupur | RE-13
[5 empty] | Sub-Total |  |  |  | 0 | 0 | 0 |  | 0 | 0 | 0 |  | 0.16 | Madhupur | RE-13
0
|  |  |  | 27 | Dhamni | 1180100 |  |  | 0 | 0 | 0 |  | 0 | 0 | 0 | 3ph | 0.2 | Madhupur | RE-13
[5 empty] | Kol Tola |  |  |  | 0 | 0 | 0 |  | 0 | 0 | 0 |  | 0 | Madhupur | RE-13
[5 empty] | Pujhor Tola |  |  |  | 0 | 0 | 0 |  | 0 | 0 | 0 |  | 0 | Madhupur | RE-13
[5 empty] | Harijan Tola |  |  |  | 0 | 0 | 0 |  | 0 | 0 | 0 |  | 0 | Madhupur | RE-13
[5 empty] | Santhal Tola |  |  |  | 0 | 0 | 0 |  | 0 | 0 | 0 |  | 0 | Madhupur | RE-13
[5 empty] | Lalimanda Tola |  |  |  | 0 | 0 | 0 |  | 0 | 0 | 0 |  | 0 | Madhupur | RE-13
[5 empty] | School Tola |  |  |  | 0 | 0 | 0 |  | 0 | 0 | 0 |  | 0 | Madhupur | RE-13
[5 empty] | Sekh Tola |  |  |  | 0 | 0 | 0 |  | 0 | 0 | 0 |  | 0 | Madhupur | RE-13
[5 empty] | Sub-Total |  |  |  | 0 | 0 | 0 |  | 0 | 0 | 0 |  | 0.2 | Madhupur | RE-13
0
|  |  |  | 28 | Dorhi | 1180700 |  |  | 0 | 0 | 0 |  | 0 | 0 | 0 |  | 0 | Madhupur | RE-12
[5 empty] | Sub-Total |  |  |  | 0 | 0 | 0 |  | 0 | 0 | 0 |  | 0 | Madhupur | RE-12
0
|  |  |  | 29 | Phulchi | 1180800 |  |  | 0 | 0 | 0 |  | 0 | 0 | 0 | 3ph | 0.24 | MAdhupur | RE-12
[5 empty] | Uppar Tola |  |  |  | 0 | 0 | 0 |  | 0 | 0 | 0 | 3ph | 0.08 | MAdhupur | RE-12
[5 empty] | School Tola |  |  |  | 0 | 0 | 0 |  | 0 | 0 | 0 | 3ph | 0.12 | MAdhupur | RE-12
[5 empty] | Miya Tola |  |  |  | 0 | 0 | 0 |  | 0 | 0 | 0 | 3ph | 0.15 | MAdhupur | RE-12
[5 empty] | Niche Tola |  |  |  | 0 | 0 | 0 |  | 0 | 0 | 0 | 3ph | 0.1 | MAdhupur | RE-12
[5 empty] | Ghatwal Tola |  |  |  | 0 | 0 | 0 |  | 0 | 0 | 0 |  | 0 | MAdhupur | RE-12
[5 empty] | Sub-Total |  |  |  | 0 | 0 | 0 |  | 0 | 0 | 0 |  | 0.69 | MAdhupur | RE-12
0
|  |  |  | 30 | Karbhinda | 1180900 |  |  | 0 | 0 | 0 |  | 0 | 0 | 0 |  | 0 | MAdhupur | RE-12
[5 empty] | Harijan Tola |  |  |  | 0 | 0 | 0 |  | 0 | 0 | 0 |  | 0 | MAdhupur | RE-12
[5 empty] | Miya Tola |  |  |  | 0 | 0 | 0 |  | 0 | 0 | 0 | 3ph | 0.12 | MAdhupur | RE-12
[5 empty] | Sub-Total |  |  |  | 0 | 0 | 0 |  | 0 | 0 | 0 |  | 0.12 | MAdhupur | RE-12
0
|  |  |  | 31 | Chogakhar | 1181000 |  |  | 0 | 0 | 0 |  | 0 | 0 | 0 |  | 0 | MAdhupur | RE-12
[5 empty] | Yadav Tola |  |  |  | 0 | 0 | 0 |  | 0 | 0 | 0 |  | 0 | MAdhupur | RE-12
[5 empty] | Pandit Tola |  |  |  | 0 | 0 | 0 |  | 0 | 0 | 0 |  | 0 | MAdhupur | RE-12
[5 empty] | Sub-Total |  |  |  | 0 | 0 | 0 |  | 0 | 0 | 0 |  | 0 | MAdhupur | RE-12
0
|  |  |  | 32 | Gundlitanr | 1181300 |  |  | 0 | 0 | 0 |  | 0 | 0 | 0 | 3ph | 0.2 | MAdhupur | RE-12
[5 empty] | Madarsa Tola |  |  |  | 0 | 0 | 0 |  | 0 | 0 | 0 |  | 0 | MAdhupur | RE-12
[5 empty] | Kol Tola |  |  |  | 0 | 0 | 0 |  | 0 | 0 | 0 | 3ph | 0.04 | MAdhupur | RE-12
[5 empty] | Sub-Total |  |  |  | 0 | 0 | 0 |  | 0 | 0 | 0 |  | 0.24 | MAdhupur | RE-12
0
|  |  |  | 33 | Tetihiabank | 1181400 |  |  | 0 | 0 | 0 |  | 0 | 0 | 0 | 3ph | 0.08 | MAdhupur | RE-12
[5 empty] | Mahuatanr |  |  |  | 0 | 0 | 0 |  | 0 | 0 | 0 |  | 0 | MAdhupur | RE-12
[5 empty] | Yadav Tola |  |  |  | 0 | 0 | 0 |  | 0 | 0 | 0 |  | 0 | MAdhupur | RE-12
[5 empty] | Kesari Tola |  |  |  | 0 | 0 | 0 |  | 0 | 0 | 0 |  | 0 | MAdhupur | RE-12
[5 empty] | Dhobi Tola |  |  |  | 0 | 0 | 0 |  | 0 | 0 | 0 |  | 0 | MAdhupur | RE-12
[5 empty] | Pujhor Tola |  |  |  | 0 | 0 | 0 |  | 0 | 0 | 0 |  | 0 | MAdhupur | RE-12
[5 empty] | Sub-Total |  |  |  | 0 | 0 | 0 |  | 0 | 0 | 0 |  | 0.08 | MAdhupur | RE-12
0
|  |  |  | 34 | Harlatanr | 1181600 |  |  | 0 | 0 | 0 |  | 0 | 0 | 0 |  | 0 | MAdhupur | RE-12
[5 empty] | Sub-Total |  |  |  | 0 | 0 | 0 |  | 0 | 0 | 0 |  | 0 | MAdhupur | RE-12
0
|  |  |  | 35 | Sapha | 1181700 |  |  | 0 | 0 | 0 |  | 0 | 0 | 0 | 3ph | 0.08 | MAdhupur | RE-12
[5 empty] | Sub-Total |  |  |  | 0 | 0 | 0 |  | 0 | 0 | 0 |  | 0.08 | MAdhupur | RE-12
0
|  |  |  | 36 | Pokharia Muslim Tola | 1181800 |  |  | 0 | 0 | 0 |  | 0 | 0 | 0 |  | 0 | MAdhupur | RE-12
[5 empty] | Yadav Tola |  |  |  | 0 | 0 | 0 |  | 0 | 0 | 0 |  | 0 | MAdhupur | RE-12
[5 empty] | Harijan Tola |  |  |  | 0 | 0 | 0 |  | 0 | 0 | 0 | 3ph | 0.04 | MAdhupur | RE-12
[5 empty] | Sub-Total |  |  |  | 0 | 0 | 0 |  | 0 | 0 | 0 |  | 0.04 | MAdhupur | RE-12
0
|  |  |  | 37 | Lakhna | 1181900 |  |  | 0 | 0 | 0 |  | 0 | 0 | 0 |  | 0 | Madhupur | RE-11
[5 empty] | Lukuanwa Tola |  |  |  | 0 | 0 | 0 |  | 0 | 0 | 0 |  | 0 | Madhupur | RE-11
[5 empty] | Muslim Tola |  |  |  | 0 | 0 | 0 |  | 0 | 0 | 0 |  | 0 | Madhupur | RE-11
[5 empty] | Niche Tola |  |  |  | 0 | 0 | 0 |  | 0 | 0 | 0 |  | 0 | Madhupur | RE-11
[5 empty] | Uppar Tola |  |  |  | 0 | 0 | 0 |  | 0 | 0 | 0 |  | 0 | Madhupur | RE-11
[5 empty] | Sub-Total |  |  |  | 0 | 0 | 0 |  | 0 | 0 | 0 |  | 0 | Madhupur | RE-11
0
|  |  |  | 38 | Bherwa | 1182000 |  |  | 0 | 0 | 0 |  | 0 | 0 | 0 | 3ph | 0.08 | Madhupur | RE-11
[5 empty] | Niche Harijan Tola |  |  |  | 0 | 0 | 0 |  | 0 | 0 | 0 |  | 0.2 | Madhupur | RE-11
[5 empty] | Santhal Tola |  |  |  | 2 | 0 | 0 | 1ph | 20 | 0.3 | 2 | 1ph | 0.5 | Madhupur | RE-11
[5 empty] | Miya Tola |  |  |  | 0 | 0 | 0 |  | 0 | 0 | 0 | 3ph | 0.2 | Madhupur | RE-11
[5 empty] | Mahto Tola |  |  |  | 0 | 0 | 0 |  | 0 | 0 | 0 |  | 0 | Madhupur | RE-11
[5 empty] | Dom Tola |  |  |  | 0 | 0 | 0 |  | 0 | 0 | 0 | 3ph | 0.2 | Madhupur | RE-11
[5 empty] | Harijan Tola |  |  |  | 0 | 0 | 0 |  | 0 | 0 | 0 | 3ph | 0.3 | Madhupur | RE-11
[5 empty] | Sub-Total |  |  |  | 2 | 0 | 0 | 1ph | 20 | 0.3 | 2 |  | 1.48 | Madhupur | RE-11
0
|  |  |  | 39 | Nawadih | 1182100 |  |  | 0 | 0 | 0 |  | 0 | 0 | 0 |  | 0 | Madhupur | RE-11
[5 empty] | Big Harijan Tola |  |  |  | 0 | 0 | 0 |  | 0 | 0 | 0 |  | 0 | Madhupur | RE-11
[5 empty] | Blayar Tola |  |  |  | 0 | 0 | 0 |  | 0 | 0 | 0 |  | 0 | Madhupur | RE-11
[5 empty] | Niche Harijan Tola |  |  |  | 0 | 0 | 0 |  | 0 | 0 | 0 | 3ph | 0.08 | Madhupur | RE-11
[5 empty] | Sesh Harijan Tola |  |  |  | 0 | 0 | 0 |  | 0 | 0 | 0 | 3ph | 0.12 | Madhupur | RE-11
[5 empty] | Mohli Tola |  |  |  | 0 | 0 | 0 |  | 0 | 0 | 0 |  | 0 | Madhupur | RE-11
[5 empty] | Dom Tola |  |  |  | 0 | 0 | 0 |  | 0 | 0 | 0 |  | 0 | Madhupur | RE-11
[5 empty] | Niche Tola |  |  |  | 0 | 0 | 0 |  | 0 | 0 | 0 |  | 0 | Madhupur | RE-11
[5 empty] | Sub-Total |  |  |  | 0 | 0 | 0 |  | 0 | 0 | 0 |  | 0.2 | Madhupur | RE-11
0
|  |  |  | 40 | Piprasol | 1182200 |  |  | 0 | 0 | 0 |  | 0 | 0 | 0 |  | 0 | Madhupur | RE-11
[5 empty] | Santhal Tola |  |  |  | 0 | 0 | 0 |  | 0 | 0 | 0 |  | 0 | Madhupur | RE-11
[5 empty] | Bhagat Tola |  |  |  | 0 | 0 | 0 |  | 0 | 0 | 0 |  | 0 | Madhupur | RE-11
[5 empty] | Rajwar Tola |  |  |  | 0 | 0 | 0 |  | 0 | 0 | 0 | 3ph | 0.08 | Madhupur | RE-11
[5 empty] | East Bhagat Tola |  |  |  | 0 | 0 | 0 |  | 0 | 0 | 0 |  | 0 | Madhupur | RE-11
[5 empty] | Yadav Tola |  |  |  | 0 | 0 | 0 |  | 0 | 0 | 0 |  | 0 | Madhupur | RE-11
[5 empty] | Upper Harijan Tola |  |  |  | 0 | 0 | 0 |  | 0 | 0 | 0 |  | 0 | Madhupur | RE-11
[5 empty] | Dhako Tilha |  |  |  | 0 | 0 | 0 |  | 0 | 0 | 0 |  | 0 | Madhupur | RE-11
[5 empty] | West Harijan Tola |  |  |  | 0 | 0 | 0 |  | 0 | 0 | 0 |  | 0 | Madhupur | RE-11
[5 empty] | Sub-Total |  |  |  | 0 | 0 | 0 |  | 0 | 0 | 0 |  | 0.08 | Madhupur | RE-11
0
|  |  |  | 41 | Maniardih | 1186200 |  |  | 0 | 0 | 0 |  | 0 | 0 | 0 |  | 0 | Madhupur | RE-11
[5 empty] | Sub-Total |  |  |  | 0 | 0 | 0 |  | 0 | 0 | 0 |  | 0 | Madhupur | RE-11
0
|  |  |  | 42 | Jama | 1186500 |  |  | 0 | 0 | 0 |  | 0 | 0 | 0 |  | 0 | Madhupur | RE-11
[5 empty] | Kawani Tola |  |  |  | 0 | 0 | 0 |  | 0 | 0 | 0 |  | 0 | Madhupur | RE-11
[5 empty] | Niche Tola |  |  |  | 0 | 0 | 0 |  | 0 | 0 | 0 |  | 0 | Madhupur | RE-11
[5 empty] | Sub-Total |  |  |  | 0 | 0 | 0 |  | 0 | 0 | 0 |  | 0 | Madhupur | RE-11
0
|  |  |  | 43 | Joniaya | 1186600 |  |  | 0 | 0 | 0 |  | 0 | 0 | 0 | 3ph | 0.08 | Madhupur | RE-11
[5 empty] | Niche Tola |  |  |  | 0 | 0 | 0 |  | 0 | 0 | 0 |  | 0 | Madhupur | RE-11
[5 empty] | Koiry Tola |  |  |  | 0 | 0 | 0 |  | 0 | 0 | 0 |  | 0 | Madhupur | RE-11
[5 empty] | Pakrichatti |  |  |  | 0 | 0 | 0 |  | 0 | 0 | 0 |  | 0 | Madhupur | RE-11
[5 empty] | Uppar Tola |  |  |  | 0 | 0 | 0 |  | 0 | 0 | 0 | 3ph | 0.04 | Madhupur | RE-11
[5 empty] | School Tola |  |  |  | 0 | 0 | 0 |  | 0 | 0 | 0 | 3ph | 0.08 | Madhupur | RE-11
[5 empty] | Sub-Total |  |  |  | 0 | 0 | 0 |  | 0 | 0 | 0 |  | 0.2 | Madhupur | RE-11
0
|  |  |  | 44 | Bara Sanghra | 1186800 |  |  | 0 | 0 | 0 |  | 0 | 0 | 0 |  | 0 | Madhupur | RE-11
[5 empty] | Bich Tola |  |  |  | 0 | 0 | 0 |  | 0 | 0 | 0 | 3ph | 0.28 | Madhupur | RE-11
[5 empty] | Harijan Tola |  |  |  | 0 | 0 | 0 |  | 0 | 0 | 0 | 3ph | 0.12 | Madhupur | RE-11
[5 empty] | Miya Tola |  |  |  | 0 | 0 | 0 |  | 0 | 0 | 0 |  | 0 | Madhupur | RE-11
[5 empty] | Sub-Total |  |  |  | 0 | 0 | 0 |  | 0 | 0 | 0 |  | 0.4 | Madhupur | RE-11
0
|  |  |  | 45 | Marghati Jamuni Tola | 1186900 |  |  | 0 | 0 | 0 |  | 0 | 0 | 0 |  | 0 | Madhupur | RE-11
[5 empty] | Uppar Tola |  |  |  | 0 | 0 | 0 |  | 0 | 0 | 0 |  | 0 | Madhupur | RE-11
[5 empty] | Niche Tola |  |  |  | 0 | 0 | 0 |  | 0 | 0 | 0 |  | 0 | Madhupur | RE-11
[5 empty] | Sub-Total |  |  |  | 0 | 0 | 0 |  | 0 | 0 | 0 |  | 0 | Madhupur | RE-11
0
|  |  |  | 46 | Kesargara | 1187000 |  |  | 0 | 0 | 0 |  | 0 | 0 | 0 |  | 0 | Madhupur | RE-11
[5 empty] | Urdu School |  |  |  | 0 | 0 | 0 |  | 0 | 0 | 0 |  | 0 | Madhupur | RE-11
[5 empty] | Masjid Tola |  |  |  | 0 | 0 | 0 |  | 0 | 0 | 0 |  | 0 | Madhupur | RE-11
[5 empty] | Khamar Tola |  |  |  | 0 | 0 | 0 |  | 0 | 0 | 0 |  | 0 | Madhupur | RE-11
[5 empty] | Niche Tola |  |  |  | 0 | 0 | 0 |  | 0 | 0 | 0 |  | 0 | Madhupur | RE-11
[5 empty] | Santhal Tola |  |  |  | 0 | 0 | 0 |  | 0 | 0 | 0 |  | 0 | Madhupur | RE-11
[5 empty] | Harijan Tola |  |  |  | 0 | 0 | 0 |  | 0 | 0 | 0 |  | 0 | Madhupur | RE-11
[5 empty] | Miyan Tola |  |  |  | 0 | 0 | 0 |  | 0 | 0 | 0 |  | 0 | Madhupur | RE-11
[5 empty] | Sub-Total |  |  |  | 0 | 0 | 0 |  | 0 | 0 | 0 |  | 0 | Madhupur | RE-11
|  |  |  | 47 | Rajdaha Santhal Tola | 1187400 |  |  | 0 | 1 | 0 | 3 ph | 16 | 0.3 | 1 | 3 ph | 0.93 | Madhupur | RE-12
[5 empty] | Phulchi |  |  |  | 0 | 0 | 0 |  | 0 | 0 | 0 |  | 0 | Madhupur | RE-12
[5 empty] | Miya Tola |  |  |  | 0 | 0 | 0 |  | 0 | 0 | 0 |  | 0 | Madhupur | RE-12
[5 empty] | Nicha Tola |  |  |  | 0 | 0 | 0 |  | 0 | 0 | 0 |  | 0 | Madhupur | RE-12
[5 empty] | School Tola |  |  |  | 0 | 0 | 0 |  | 0 | 0 | 0 |  | 0 | Madhupur | RE-12
[5 empty] | Karbariya Tola |  |  |  | 0 | 0 | 0 |  | 0 | 0 | 0 |  | 0 | Madhupur | RE-12
[5 empty] | Nayadih Tola |  |  |  | 0 | 0 | 0 |  | 0 | 0 | 0 |  | 0 | Madhupur | RE-12
[5 empty] | Sub-Total |  |  |  | 0 | 1 | 0 | 3 ph | 16 | 0.3 | 1 | 3 ph | 0.93 | Madhupur | RE-12
0
|  |  |  | 48 | Daliapathar | 1187500 |  |  | 0 | 0 | 0 |  | 0 | 0 | 0 |  | 0 | Madhupur | RE-12
[5 empty] | Bich Tola |  |  |  | 0 | 0 | 0 |  | 0 | 0 | 0 |  | 0 | Madhupur | RE-12
[5 empty] | Bangali Tola |  |  |  | 0 | 0 | 0 |  | 0 | 0 | 0 |  | 0 | Madhupur | RE-12
[5 empty] | Sub-Total |  |  |  | 0 | 0 | 0 |  | 0 | 0 | 0 |  | 0 | Madhupur | RE-12
0
|  |  |  | 49 | Kalajor | 1187600 |  |  | 0 | 0 | 0 |  | 0 | 0 | 0 |  | 0 | Madhupur | RE-12
[5 empty] | Baban Tola |  |  |  | 0 | 0 | 0 |  | 0 | 0 | 0 |  | 0 | Madhupur | RE-12
[5 empty] | Barahil Tola |  |  |  | 0 | 0 | 0 |  | 0 | 0 | 0 |  | 0 | Madhupur | RE-12
[5 empty] | Harijan Tola |  |  |  | 0 | 0 | 0 |  | 0 | 0 | 0 |  | 0 | Madhupur | RE-12
[5 empty] | Kumhar Tola |  |  |  | 0 | 0 | 0 |  | 0 | 0 | 0 |  | 0 | Madhupur | RE-12
[5 empty] | Muslim Tola |  |  |  | 0 | 0 | 0 |  | 0 | 0 | 0 |  | 0 | Madhupur | RE-12
[5 empty] | Santhal Tola |  |  |  | 0 | 0 | 0 |  | 0 | 0 | 0 |  | 0 | Madhupur | RE-12
[5 empty] | School Tola Up |  |  |  | 0 | 0 | 0 |  | 0 | 0 | 0 |  | 0 | Madhupur | RE-12
[5 empty] | School Tola Down |  |  |  | 0 | 0 | 0 |  | 0 | 0 | 0 |  | 0 | Madhupur | RE-12
[5 empty] | Sub-Total |  |  |  | 0 | 0 | 0 |  | 0 | 0 | 0 |  | 0 | Madhupur | RE-12
0
|  |  |  | 50 | Nawadih | 1187700 |  |  | 0 | 0 | 0 |  | 0 | 0 | 0 |  | 0 | Madhupur | RE-15
[5 empty] | Miya Tola |  |  |  | 0 | 0 | 0 |  | 0 | 0 | 0 |  | 0 | Madhupur | RE-15
[5 empty] | Sub-Total |  |  |  | 0 | 0 | 0 |  | 0 | 0 | 0 |  | 0 | Madhupur | RE-15
0
|  |  |  | 51 | Ghagharjori | 1187800 |  |  | 0 | 0 | 0 |  | 0 | 0 | 0 |  | 0 | Madhupur | RE-12
[5 empty] | Khan Tola |  |  |  | 0 | 0 | 0 |  | 0 | 0 | 0 |  | 0 | Madhupur | RE-12
[5 empty] | Muslim Tola |  |  |  | 0 | 0 | 0 |  | 0 | 0 | 0 | 3ph | 0.3 | Madhupur | RE-12
[5 empty] | Turi Tola |  |  |  | 0 | 0 | 0 |  | 0 | 0 | 0 | 3ph | 0.24 | Madhupur | RE-12
[5 empty] | Santhal Ambartanr Tola |  |  |  | 0 | 2 | 0 | 3 ph | 32 | 1.57 | 2 | 3 ph | 1 | Madhupur | RE-12
[5 empty] | Sub-Total |  |  |  | 0 | 2 | 0 | 3 ph | 32 | 1.57 | 2 | 3 ph | 1.54 | Madhupur | RE-12
0
|  |  |  | 52 | Kiyajori Miya Tola | 1187900 |  |  | 0 | 0 | 0 |  | 0 | 0 | 0 |  | 0 | Madhupur | RE-12
[5 empty] | Kol Tola |  |  |  | 0 | 0 | 0 |  | 0 | 0 | 0 |  | 0 | Madhupur | RE-12
[5 empty] | Beech Tola |  |  |  | 0 | 0 | 0 |  | 0 | 0 | 0 |  | 0 | Madhupur | RE-12
[5 empty] | Sah Tola |  |  |  | 0 | 0 | 0 |  | 0 | 0 | 0 |  | 0 | Madhupur | RE-12
[5 empty] | Sub-Total |  |  |  | 0 | 0 | 0 |  | 0 | 0 | 0 |  | 0 | Madhupur | RE-12
0
|  |  |  | 53 | Chikniya | 1188600 |  |  | 0 | 0 | 0 |  | 0 | 0 | 0 |  | 0 | Madhupur | RE-13
[5 empty] | Santhal Tola |  |  |  | 0 | 0 | 0 |  | 0 | 0 | 0 |  | 0 | Madhupur | RE-13
[5 empty] | Sub-Total |  |  |  | 0 | 0 | 0 |  | 0 | 0 | 0 |  | 0 | Madhupur | RE-13
0
|  |  |  | 54 | Baghdabra | 1193400 |  |  | 0 | 0 | 0 |  | 0 | 0 | 0 |  | 0 | Madhupur | RE-12
[5 empty] | Kol Tola |  |  |  | 0 | 0 | 0 |  | 0 | 0 | 0 |  | 0 | Madhupur | RE-12
[5 empty] | Harijan Tola |  |  |  | 0 | 0 | 0 |  | 0 | 0 | 0 |  | 0 | Madhupur | RE-12
[5 empty] | Singh Tola |  |  |  | 0 | 0 | 0 |  | 0 | 0 | 0 |  | 0 | Madhupur | RE-12
[5 empty] | Sub-Total |  |  |  | 0 | 0 | 0 |  | 0 | 0 | 0 |  | 0 | Madhupur | RE-12
0
|  |  |  | 55 | Jmunia | 1193600 |  |  | 0 | 0 | 0 |  | 0 | 0 | 0 |  | 0 | Madhupur | RE-11
[5 empty] | NimTola |  |  |  | 2 | 0 | 0 | 1ph | 20 | 0.5 | 2 | 1ph | 0.72 | Madhupur | RE-11
[5 empty] | Ama Tola |  |  |  | 0 | 0 | 0 |  | 0 | 0 | 0 |  | 0 | Madhupur | RE-11
[5 empty] | Lakhi Bazar |  |  |  | 0 | 0 | 0 |  | 0 | 0 | 0 | 3ph | 0.08 | Madhupur | RE-11
[5 empty] | Sub-Total |  |  |  | 2 | 0 | 0 | 1ph | 20 | 0.5 | 2 |  | 0.8 | Madhupur | RE-11
0
|  |  |  | 56 | Gashmda | 1194500 |  |  | 0 | 0 | 0 |  | 0 | 0 | 0 |  | 0 | Madhupur | RE-11
[5 empty] | Neeche Tola |  |  |  | 0 | 0 | 0 |  | 0 | 0 | 0 |  | 0 | Madhupur | RE-11
[5 empty] | Sub-Total |  |  |  | 0 | 0 | 0 |  | 0 | 0 | 0 |  | 0 | Madhupur | RE-11
0
|  |  |  | 57 | Santhal Simi | 1195400 |  |  | 0 | 0 | 0 |  | 0 | 0 | 0 |  | 0 | Madhupur | RE-11
[5 empty] | Santhal Tola |  |  |  | 0 | 0 | 0 |  | 0 | 0 | 0 | 3ph | 0.08 | Madhupur | RE-11
[5 empty] | Uppar Tola |  |  |  | 0 | 0 | 0 |  | 0 | 0 | 0 |  | 0 | Madhupur | RE-11
[5 empty] | Mahto Tola |  |  |  | 0 | 0 | 0 |  | 0 | 0 | 0 |  | 0 | Madhupur | RE-11
[5 empty] | Sub-Total |  |  |  | 0 | 0 | 0 |  | 0 | 0 | 0 |  | 0.08 | Madhupur | RE-11
[5 empty] | BLOCK TOTAL |  |  |  | 6 | 3 | 0 |  | 108 | 3.87 | 9 |  | 9.6
| 6 | Karon | 6 | 1 | Lalgar | 1195700 | Proposed | [5 empty] | 0 |  |  | 1ph /3ph | 0.16 | Karon | RE#31
[5 empty] | Dargan | [7 empty] | 0 |  |  | 1ph /3ph | 0.16 | Karon | RE#31
[5 empty] | Nemibad | [7 empty] | 0 |  |  | 1ph /3ph | 0.24 | Karon | RE#31
[5 empty] | E. Tola | [7 empty] | 0 |  |  | 1ph /3ph | 0.24 | Karon | RE#31
[5 empty] | Sub-Total |  | 0 | 0 | 0 | 0 | 0 | 0 | 0 | 0 | 0 | 0 | 0.8
|  |  |  | 2 | Phago(Pandit Tola) | 1196200 | [6 empty] | 0 |  |  | 1ph /3ph | 0.08 | Karon | RE#32
[5 empty] | Yadav Tola | [7 empty] | 0 |  |  | 1ph /3ph | 0.12 | Karon | RE#32
[5 empty] | Hurmati Tola | [7 empty] | 0 |  |  | 1ph /3ph | 0.48 | Karon | RE#32
[5 empty] | Sub-Total |  | 0 | 0 | 0 | 0 | 0 | 0 | 0 | 0 | 0 | 0 | 0.68
|  |  |  | 3 | Purana Chihutiya(Bangali Tola) | 1196500 | [6 empty] | 0 |  |  | 1ph /3ph | 0.4 | Karon | RE#32
[5 empty] | Hit Tola | [7 empty] | 0 |  |  | 1ph /3ph | 0.28 | Karon | RE#32
[5 empty] | Suliya Tola | [7 empty] | 0 |  |  | 1ph /3ph | 0.2 | Karon | RE#32
[5 empty] | Par Tola | [7 empty] | 0 |  |  | 1ph /3ph | 0 | Karon | RE#32
[5 empty] | Harijan Tola | [7 empty] | 0 |  |  | 1ph /3ph | 0.2 | Karon | RE#32
[5 empty] | Sub-Total |  | 0 | 0 | 0 | 0 | 0 | 0 | 0 | 0 | 0 | 0 | 1.08
|  |  |  | 4 | Awrasol | 1197400 | [6 empty] | 0 |  |  |  | 0 | Karon | RE#33
[5 empty] | Sub-Total |  | 0 | 0 | 0 | 0 | 0 | 0 | 0 | 0 | 0 | 0 | 0
|  |  |  | 5 | Domnatanr | 1197500 | [6 empty] | 0 |  |  |  | 0 | Karon | RE#33
[5 empty] | Sub-Total |  | 0 | 0 | 0 | 0 | 0 | 0 | 0 | 0 | 0 | 0 | 0
|  |  |  | 6 | Margomunda | 1197600 | [6 empty] | 0 |  |  | 1ph /3ph | 0.2 | Karon | RE#33
[5 empty] | Ammatar Tola | [7 empty] | 0 |  |  | 1ph /3ph | 0.08 | Karon | RE#33
[5 empty] | Dumna Tola | [7 empty] | 0 |  |  |  | 0 | Karon | RE#33
[5 empty] | Balidih | [7 empty] | 0 |  |  |  | 0 | Karon | RE#33
[5 empty] | Sub-Total |  | 0 | 0 | 0 | 0 | 0 | 0 | 0 | 0 | 0 | 0 | 0.28
|  |  |  | 7 | Nawadih | 1198100 | [6 empty] | 0 |  |  | 1ph /3ph | 0.5 | Karon | RE#31
[5 empty] | Sub-Total |  | 0 | 0 | 0 | 0 | 0 | 0 | 0 | 0 | 0 | 0 | 0.5
|  |  |  | 8 | Rampur(Niche Tola | 1199000 | [6 empty] | 0 |  |  |  | 0 | Karon | RE#29
[5 empty] | Bich Tola | [7 empty] | 0 |  |  |  | 0 | Karon | RE#29
[5 empty] | Uper Tola | [7 empty] | 0 |  |  |  | 0 | Karon | RE#29
[5 empty] | Sub-Total |  | 0 | 0 | 0 | 0 | 0 | 0 | 0 | 0 | 0 | 0 | 0
|  |  |  | 9 | Aguiya Chak | 1199100 | [6 empty] | 0 |  |  |  | 0 | Karon | RE#32
[5 empty] | Sub-Total |  | 0 | 0 | 0 | 0 | 0 | 0 | 0 | 0 | 0 | 0 | 0
|  |  |  | 10 | Patojori | 1199200 | [6 empty] | 0 |  |  | 1ph /3ph | 0.04 | Karon | RE#32
[5 empty] | Miya Tola | [7 empty] | 0 |  |  | 1ph /3ph | 0.08 | Karon | RE#32
[5 empty] | Mandal Tola | [7 empty] | 0 |  |  | 1ph /3ph | 0.08 | Karon | RE#32
[5 empty] | Kalipathardih | [7 empty] | 0 |  |  | 1ph /3ph | 0.08 | Karon | RE#32
[5 empty] | Sub-Total |  | 0 | 0 | 0 | 0 | 0 | 0 | 0 | 0 | 0 | 0 | 0.28
|  |  |  | 11 | Pipra | 1199400 | [6 empty] | 0 |  |  | 1ph /3ph | 0.64 | Karon | RE#32
[5 empty] | Sub-Total |  | 0 | 0 | 0 | 0 | 0 | 0 | 0 | 0 | 0 | 0 | 0.64
|  |  |  | 12 | Baijutanr(Pdtan Tola) | 1199500 | [6 empty] | 0 |  |  |  | 0 | Karon | RE#33
[5 empty] | Mandal Tola | [7 empty] | 0 |  |  |  | 0 | Karon | RE#33
[5 empty] | Napit Tola | [7 empty] | 0 |  |  | 1ph /3ph | 0.16 | Karon | RE#33
[5 empty] | Sub-Total |  | 0 | 0 | 0 | 0 | 0 | 0 | 0 | 0 | 0 | 0 | 0.16
|  |  |  | 13 | Khurkhuriya | 1199600 |  |  | 0 | 0 | 0 | 0 | 0 | 1.2 | 2 | 3ph/1ph | 0.08 | Karon | RE#33
[5 empty] | Sub-Total |  | 0 | 0 | 0 | 0 | 0 | 0 | 0 | 1.2 | 2 | 0 | 0.08
|  |  |  | 14 | Bahera Pahari | 1200300 | [6 empty] | 0 |  |  | 1ph /3ph | 0.16 | Karon | RE#34
[5 empty] | (Yadave Tola+Santhal Tola) | [7 empty] | 0 |  |  | 1ph /3ph | 0.4 | Karon | RE#34
[5 empty] | Sub-Total |  | 0 | 0 | 0 | 0 | 0 | 0 | 0 | 0 | 0 | 0 | 0.56
|  |  |  | 15 | Chhatapathar | 1200500 | [6 empty] | 0 |  |  | 1ph /3ph | 0.04 | Karon | RE#34
[5 empty] | Kukratanr | [7 empty] | 0 |  |  | 1ph /3ph | 0.04 | Karon | RE#34
[5 empty] | Sub-Total |  | 0 | 0 | 0 | 0 | 0 | 0 | 0 | 0 | 0 | 0 | 0.08
|  |  |  | 16 | Karanjo | 1200600 | [6 empty] | 0 |  |  | 1ph /3ph | 1 | Karon | RE#33
[5 empty] | Sub-Total |  | 0 | 0 | 0 | 0 | 0 | 0 | 0 | 0 | 0 | 0 | 1
|  |  |  | 17 | Chitnari | 1201300 |  |  | 0 | 4 | 0 | 3ph | 64 | 2.3 | 8 | 3ph | 1.16 | Karon | RE#31
[5 empty] | Harijan Tola |  |  |  | 0 | 0 | 0 |  | 0 | 0 | 0 | 1ph /3ph | 0.56 | Karon | RE#31
[5 empty] | Hete Tola |  |  |  | 0 | 0 | 0 |  | 0 | 0 | 0 | 1ph /3ph | 0.12 | Karon | RE#31
[5 empty] | Jamuniya Tanr |  |  |  | 1 | 2 | 0 | 3ph/1ph | 42 | 1.5 | 6 | 3ph/1ph | 0.6 | Karon | RE#31
[5 empty] | Mahar Tola |  |  |  | 2 | 2 | 0 | 3ph /1 ph | 52 | 1.3 | 4 | 3ph/1ph | 1 | Karon | RE#31
[5 empty] | Sub-Total |  | 0 | 0 | 3 | 8 | 0 | 0 | 158 | 5.1 | 18 | 0 | 3.44
|  |  |  | 18 | Lerwa | 1201400 | [6 empty] | 0 |  |  |  | 0 | Karon | RE#31
[5 empty] | Sub-Total |  | 0 | 0 | 0 | 0 | 0 | 0 | 0 | 0 | 0 | 0 | 0
|  |  |  | 19 | Baghnadih(Lala Tola | 1201700 | [6 empty] | 0 |  |  | 3ph/1ph | 0.28 | Karon | RE#31
[5 empty] | Ka. M. Tola | [7 empty] | 0 |  |  | 3ph/1ph | 0.2 | Karon | RE#31
[5 empty] | Napit Tola | [7 empty] | 0 |  |  | 3ph/1ph | 0.16 | Karon | RE#31
[5 empty] | Miya Tola | [7 empty] | 0 |  |  | 3ph/1ph | 1 | Karon | RE#31
[5 empty] | Bramhan Tola | [7 empty] | 0 |  |  | 3ph/1ph | 0.24 | Karon | RE#31
[5 empty] | Uper Miya Tola | [7 empty] | 0 |  |  | 3ph/1ph | 0.52 | Karon | RE#31
[5 empty] | Harijan Tola | [7 empty] | 0 |  |  | 3ph/1ph | 0.2 | Karon | RE#31
[5 empty] | Sub-Total |  | 0 | 0 | 0 | 0 | 0 | 0 | 0 | 0 | 0 | 0 | 2.6
|  |  |  | 20 | Pathraul | 1201900 | [6 empty] | 0 |  |  | 3ph/1ph | 3.2 | Karon | RE#31
[5 empty] | Sub-Total |  | 0 | 0 | 0 | 0 | 0 | 0 | 0 | 0 | 0 | 0 | 3.2
|  |  |  | 21 | Rautdih | 1202000 | [6 empty] | 0 |  |  | 3ph/1ph | 0.24 | Karon | RE#31
[5 empty] | Sub-Total |  | 0 | 0 | 0 | 0 | 0 | 0 | 0 | 0 | 0 | 0 | 0.24
|  |  |  | 22 | Bahadurpur | 1202100 | [6 empty] | 0 |  |  | 3ph/1ph | 1.48 | Karon | RE#31
[5 empty] | Dom Tola | [7 empty] | 0 |  |  | 3ph/1ph | 0.24 | Karon | RE#31
[5 empty] | Sub-Total |  | 0 | 0 | 0 | 0 | 0 | 0 | 0 | 0 | 0 | 0 | 1.72
|  |  |  | 23 | Sirsia(Shah Tola) | 1202300 | [6 empty] | 0 |  |  | 3ph/1ph | 0.08 | Karon | RE#3
[5 empty] | Bhari Tola | [7 empty] | 0 |  |  | 3ph/1ph | 0.2 | Karon | RE#3
[5 empty] | Het Miya Tola | [7 empty] | 0 |  |  | 3ph/1ph | 0.4 | Karon | RE#3
[5 empty] | Uper Miya Tola | [7 empty] | 0 |  |  | 3ph/1ph | 0.52 | Karon | RE#3
[5 empty] | Sub-Total |  | 0 | 0 | 0 | 0 | 0 | 0 | 0 | 0 | 0 | 0 | 1.2
|  |  |  | 24 | Gorkata | 1202500 | [6 empty] | 0 |  |  |  | 0 | Karon | RE#31
[5 empty] | Sub-Total |  | 0 | 0 | 0 | 0 | 0 | 0 | 0 | 0 | 0 | 0 | 0
|  |  |  | 25 | Simra | 1202600 | [6 empty] | 0 |  |  |  | 0 | Karon | RE#31
[5 empty] | S.C Tola | [7 empty] | 0 |  |  | 3ph/1ph | 0.48 | Karon | RE#31
[5 empty] | Sub-Total |  | 0 | 0 | 0 | 0 | 0 | 0 | 0 | 0 | 0 | 0 | 0.48
|  |  |  | 26 | Sirsa(Bhokta Toal) | 1202900 | [6 empty] | 0 |  |  |  | 0 | Karon | RE#31
[5 empty] | Harijan Tola | [7 empty] | 0 |  |  | 3ph/1ph | 0.04 | Karon | RE#31
[5 empty] | Bhokta Tola Ii | [7 empty] | 0 |  |  | 3ph/1ph | 0.12 | Karon | RE#31
[5 empty] | Miya Tola | [7 empty] | 0 |  |  | 3ph/1ph | 0.12 | Karon | RE#31
[5 empty] | Harijan Tola | [7 empty] | 0 |  |  | 3ph/1ph | 0.72 | Karon | RE#31
[5 empty] | Sub-Total |  | 0 | 0 | 0 | 0 | 0 | 0 | 0 | 0 | 0 |  | 1
|  |  |  | 27 | Ranga(Bhokta Tola) | 1203000 | [6 empty] | 0 |  |  | 3ph/1ph | 0.04 | Karon | RE#3
[5 empty] | Ray Tola | [7 empty] | 0 |  |  | 3ph/1ph | 0.08 | Karon | RE#3
[5 empty] | Harijan Tola | [7 empty] | 0 |  |  | 3ph/1ph | 0.32 | Karon | RE#3
[5 empty] | Sub-Total |  | 0 | 0 | 0 | 0 | 0 | 0 | 0 | 0 | 0 |  | 0.44
|  |  |  | 28 | Kolhar(More Tola | 1203100 | [6 empty] | 0 |  |  | 3ph/1ph | 0.08 | Karon | RE#3
[5 empty] | Suraha Tola | [7 empty] | 0 |  |  | 3ph/1ph | 0.2 | Karon | RE#3
[5 empty] | Mushar Tola | [7 empty] | 0 |  |  |  | 0 | Karon | RE#3
[5 empty] | Verma Tola | [7 empty] | 0 |  |  | 3ph/1ph | 0.2 | Karon | RE#3
[5 empty] | Tandper Tola | [7 empty] | 0 |  |  | 3ph/1ph | 0.16 | Karon | RE#3
[5 empty] | Sub-Total |  | 0 | 0 | 0 | 0 | 0 | 0 | 0 | 0 | 0 |  | 0.64
|  |  |  | 29 | Pathra(S.C) | 1203200 | [6 empty] | 0 |  |  | 3ph/1ph | 0.16 | Karon | RE#3
[5 empty] | Bhumiha Pathar | [7 empty] | 0 |  |  | 3ph/1ph | 0.2 | Karon | RE#3
[5 empty] | Sub-Total |  | 0 | 0 | 0 | 0 | 0 | 0 | 0 | 0 | 0 | 0 | 0.36
|  |  |  | 30 | Khamarbad | 1203700 | [6 empty] | 0 |  |  | 3ph/1ph | 0.04 | Karon | RE#31
[5 empty] | Harijan Tola | [7 empty] | 0 |  |  |  | 0 | Karon | RE#31
[5 empty] | Mandal Tola | [7 empty] | 0 |  |  | 3ph/1ph | 0.08 | Karon | RE#31
[5 empty] | Dhobi Tola | [7 empty] | 0 |  |  |  | 0 | Karon | RE#31
[5 empty] | Sub-Total |  | 0 | 0 | 0 | 0 | 0 | 0 | 0 | 0 | 0 | 0 | 0.12
|  |  |  | 31 | Kano | 1204400 | [6 empty] | 0 |  |  |  | 0 | Karon | RE#32
[5 empty] | Mandal Tola | [7 empty] | 0 |  |  | 3ph/1ph | 0.8 | Karon | RE#32
[5 empty] | Pandit Tola | [7 empty] | 0 |  |  | 3ph/1ph | 1.2 | Karon | RE#32
[5 empty] | Yadav Tola | [7 empty] | 0 |  |  | 3ph/1ph | 0.48 | Karon | RE#32
[5 empty] | Tandper Tola | [7 empty] | 0 |  |  | 3ph/1ph | 0.36 | Karon | RE#32
[5 empty] | Khair Gutti Tola | [7 empty] | 0 |  |  | 3ph/1ph | 0.56 | Karon | RE#32
[5 empty] | Sub-Total |  | 0 | 0 | 0 | 0 | 0 | 0 | 0 | 0 | 0 | 3ph/1ph | 3.4
|  |  |  | 32 | Palojori | 1204800 | [6 empty] | 0 |  |  |  | 0 | Karon | RE#34
[5 empty] | Sub-Total |  | 0 | 0 | 0 | 0 | 0 | 0 | 0 | 0 | 0 | 0 | 0
|  |  |  | 33 | Murlipahari | 1204900 | [6 empty] | 0 |  |  | 3ph/1ph | 0.09 | Karon | RE#34
[5 empty] | Harijan Tola | [7 empty] | 0 |  |  | 3ph/1ph | 0.04 | Karon | RE#34
[5 empty] | Muslim Tola | [7 empty] | 0 |  |  | 3ph/1ph | 0.16 | Karon | RE#34
[5 empty] | Pardhan Tola | [7 empty] | 0 |  |  |  | 0 | Karon | RE#34
[5 empty] | Pahari Tola | [7 empty] | 0 |  |  | 3ph/1ph | 0.2 | Karon | RE#34
[5 empty] | Santhal Tola | [7 empty] | 0 |  |  |  | 0 | Karon | RE#34
[5 empty] | Sub-Total |  | 0 | 0 | 0 | 0 | 0 | 0 | 0 | 0 | 0 | 0 | 0.49
|  |  |  | 34 | Jogidih(Adibasi Tola) | 1205300 |  |  | 2 | 0 | 0 | 1ph | 20 | 1.5 | 4 | 1ph | 1.16 | Karon | RE#34
[5 empty] | Bhumihar Tola | [7 empty] | 0 |  |  |  | 0 | Karon | RE#34
[5 empty] | Sub-Total |  | 0 | 0 | 2 | 0 | 0 | 0 | 20 | 1.5 | 4 | 0 | 1.16
|  |  |  | 35 | Pachrukhi | 1205400 | [6 empty] | 0 |  |  | 3ph/1ph | 0.8 | Karon | RE#34
[5 empty] | Sub-Total |  | 0 | 0 | 0 | 0 | 0 | 0 | 0 | 0 | 0 | 0 | 0.8
|  |  |  | 36 | Kheswa | 1205500 | [6 empty] | 0 |  |  | 3ph/1ph | 0.04 | Karon | RE#34
[5 empty] | Sub-Total |  | 0 | 0 | 0 | 0 | 0 | 0 | 0 | 0 | 0 | 0 | 0.04
|  |  |  | 37 | Jagadih(Purana Tola) | 1205900 | [6 empty] | 0 |  |  |  | 0 | Karon | RE#34
[5 empty] | Heth Tola | [7 empty] | 0 |  |  |  | 0 | Karon | RE#34
[5 empty] | Sub-Total |  | 0 | 0 | 0 | 0 | 0 | 0 | 0 | 0 | 0 | 0 | 0
|  |  |  | 38 | Baredih(Niche) | 1206000 | [6 empty] | 0 |  |  | 3ph/1ph | 0.08 | Karon | RE#34
[5 empty] | Uper | [7 empty] | 0 |  |  | 3ph/1ph | 0.16 | Karon | RE#34
[5 empty] | Sub-Total |  | 0 | 0 | 0 | 0 | 0 | 0 | 0 | 0 | 0 | 0 | 0.24
|  |  |  | 39 | Badiya(Uper Muslim Tola) | 1206300 | [6 empty] | 0 |  |  | 3ph/1ph | 0.04 | Karon | RE#33
[5 empty] | Down Muslime Tola | [7 empty] | 0 |  |  | 3ph/1ph | 1 | Karon | RE#33
[5 empty] | Manjhi Tola |  |  |  | 1 | 0 | 0 | 1ph | 10 | 2 | 2 | 1ph | 0.92 | Karon | RE#33
[5 empty] | Masjid Tola | [7 empty] | 0 |  |  | 3ph/1ph | 0.36 | Karon | RE#33
[5 empty] | Sub-Total |  | 0 | 0 | 1 | 0 | 0 | 0 | 10 | 2 | 2 | 0 | 2.32
|  |  |  | 40 | Harni | 1206400 | [6 empty] | 0 |  |  | 3ph/1ph | 0.48 | Karon | RE#32
[5 empty] | Ghatwal | [7 empty] | 0 |  |  | 3ph/1ph | 0.28 | Karon | RE#32
[5 empty] | Yadav | [7 empty] | 0 |  |  | 3ph/1ph | 0 | Karon | RE#32
[5 empty] | Sub-Total |  | 0 | 0 | 0 | 0 | 0 | 0 | 0 | 0 | 0 | 0 | 0.76
|  |  |  | 41 | Nawadih | 1206500 |  |  | 1 |  |  | 1ph | 10 |  |  | 1ph |  | Karon | RE#31
[5 empty] | Sub-Total |  | 0 | 0 | 1 | 0 | 0 | 0 | 10 | 0 | 0 | 0 | 0
|  |  |  | 42 | Tekra | 1207100 | [6 empty] | 0 |  |  | 3ph/1ph | 0.2 | Karon | RE#31
[5 empty] | Masjid Tola | [7 empty] | 0 |  |  | 3ph/1ph | 0.08 | Karon | RE#31
[5 empty] | Baghnatola |  |  |  | 0 | 0 | 4 | 3ph | 100 | 1.8 | 8 | 3ph/1ph | 1.72 | Karon | RE#31
[5 empty] | Harijan Tola | [7 empty] | 0 |  |  | 3ph/1ph | 0.16 | Karon | RE#31
[5 empty] | Mohali Tola | [7 empty] | 0 |  |  | 3ph/1ph | 0.16 | Karon | RE#31
[5 empty] | Sub-Total |  | 0 | 0 | 0 | 0 | 4 | 0 | 100 | 1.8 | 8 | 0 | 2.32
|  |  |  | 43 | Upar Bilriya | 1207200 | [6 empty] | 0 |  |  |  | 0.08 | Karon | RE#3
[5 empty] | Pandaniya-Tolla | [7 empty] | 0 |  |  |  | 0.08 | Karon | RE#3
[5 empty] | Tandpae Tola | [7 empty] | 0 |  |  |  | 0.16 | Karon | RE#3
[5 empty] | Raut Tola Nichy | [7 empty] | 0 |  |  |  | 0.04 | Karon | RE#3
[5 empty] | Jarlahi Tolla | [7 empty] | 0 |  |  |  | 0.6 | Karon | RE#3
[5 empty] | Sub-Total |  | 0 | 0 | 0 | 0 | 0 | 0 | 0 | 0 | 0 | 0 | 0.96
|  |  |  | 44 | Gashuwa | 1207500 | [6 empty] | 0 |  |  |  | 0.24 | Karon | RE#3
[5 empty] | Sub-Total |  | 0 | 0 | 0 | 0 | 0 | 0 | 0 | 0 | 0 | 0 | 0.24
|  |  |  | 45 | Majhidih | 1207800 | [6 empty] | 0 |  |  |  | 0.64 | Karon | RE#3
[5 empty] | Sub-Total |  | 0 | 0 | 0 | 0 | 0 | 0 | 0 | 0 | 0 | 0 | 0.64
|  |  |  | 46 | Thengadih | 1207900 | [6 empty] | 0 |  |  |  | 0 | Karon | RE#3
[5 empty] | Rawani Tola | [7 empty] | 0 |  |  |  | 0 | Karon | RE#3
[5 empty] | Harijan Tola | [7 empty] | 0 |  |  |  | 0 | Karon | RE#3
[5 empty] | Mandal Tola | [7 empty] | 0 |  |  |  | 0.08 | Karon | RE#3
[5 empty] | Sub-Total |  | 0 | 0 | 0 | 0 | 0 | 0 | 0 | 0 | 0 | 0 | 0.08
|  |  |  | 47 | Baskupi(Dom Tola) | 1209900 |  |  | 1 |  |  | 1ph | 10 | 1.7 |  |  | 0.24 | Karon | RE#32
[5 empty] | Mandal Tola | [7 empty] | 0 |  |  |  | 0.2 | Karon | RE#32
[5 empty] | Santhal Tola | [7 empty] | 0 |  |  |  | 0.28 | Karon | RE#32
[5 empty] | Mahato Tola 1 | [7 empty] | 0 |  |  |  | 0.36 | Karon | RE#32
[5 empty] | Mahato Tola 2 | [7 empty] | 0 |  |  |  | 0.28 | Karon | RE#32
[5 empty] | Ghatmal | [7 empty] | 0 |  |  |  | 0.32 | Karon | RE#32
[5 empty] | Sub-Total |  | 0 | 0 | 1 | 0 | 0 | 0 | 10 | 1.7 | 0 | 0 | 1.68
|  |  |  | 48 | Kalibandh | 1210000 | [6 empty] | 0 |  |  |  | 0.08 | Karon | RE#34
[5 empty] | Down Kalibandh | [7 empty] | 0 |  |  |  | 0.08 | Karon | RE#34
[5 empty] | Sub-Total |  | 0 | 0 | 0 | 0 | 0 | 0 | 0 | 0 | 0 | 0 | 0.16
|  |  |  | 49 | Karhiya( Muslim Tola | 1210400 | [6 empty] | 0 |  |  |  |  | Karon | RE#34
[5 empty] | Ragda Tola | [7 empty] | 0 |  |  |  |  | Karon | RE#34
[5 empty] | Masjid Tola | [7 empty] | 0 |  |  |  | 0.8 | Karon | RE#34
[5 empty] | Adivasi Tola | [7 empty] | 0 |  |  |  |  | Karon | RE#34
[5 empty] | Sub-Total |  | 0 | 0 | 0 | 0 | 0 | 0 | 0 | 0 | 0 | 0 | 0.8
|  |  |  | 50 | Burhshari(Ghatlar Tola) | 1210500 | [6 empty] | 0 |  |  |  | 0.28 | Karon | RE#34
[5 empty] | Patlal Jhyr | [7 empty] | 0 |  |  |  | 0.04 | Karon | RE#34
[5 empty] | Sub-Total |  | 0 | 0 | 0 | 0 | 0 | 0 | 0 | 0 | 0 | 0 | 0.32
|  |  |  | 51 | Kendbariya(Rajput Niche Tola | 1212700 | [6 empty] | 0 |  |  |  | 0 | Karon | RE#29
[5 empty] | Rajput Uper Tola | [7 empty] | 0 |  |  |  | 0.24 | Karon | RE#29
[5 empty] | Pandit Tola | [7 empty] | 0 |  |  |  |  | Karon | RE#29
[5 empty] | Harijan Tola | [7 empty] | 0 |  |  |  | 0.24 | Karon | RE#29
[5 empty] | Sub-Total |  | 0 | 0 | 0 | 0 | 0 | 0 | 0 | 0 | 0 | 0 | 0.48
|  |  |  | 52 | Siriyan | 1213500 | [6 empty] | 0 |  |  |  |  | Karon | RE#29
[5 empty] | Harijan Tola | [7 empty] | 0 |  |  |  | 0.08 | Karon | RE#29
[5 empty] | Nawadih |  |  |  | 0 | 1 | 0 | 3ph | 16 | 2.2 | 4 | 1ph | 0.48 | Karon | RE#29
[5 empty] | Sub-Total |  | 0 | 0 | 0 | 1 | 0 | 0 | 16 | 2.2 | 4 | 0 | 0.56
|  |  |  | 53 | Rana | 1213600 | [6 empty] | 0 |  |  |  | 0.08 | Karon | RE#29
[5 empty] | Sub-Total |  | 0 | 0 | 0 | 0 | 0 | 0 | 0 | 0 | 0 | 0 | 0.08
|  |  |  | 54 | Kamal Kardih | 1213700 | [6 empty] | 0 |  |  |  | 0.08 | Karon | RE#29
[5 empty] | Kamal Kardih(Harijan Tola | [7 empty] | 0 |  |  |  | 0.05 | Karon | RE#29
[5 empty] | Manipur Harijan Tola | [7 empty] | 0 |  |  |  | 0.36 | Karon | RE#29
[5 empty] | Manipur Adivqasi Tola | [7 empty] | 0 |  |  |  | 0.55 | Karon | RE#29
[5 empty] | Sub-Total |  | 0 | 0 | 0 | 0 | 0 | 0 | 0 | 0 | 0 | 0 | 1.04
|  |  |  | 55 | Chand Chora | 1214400 | [6 empty] | 0 |  |  |  | 0 | Karon | RE#29
[5 empty] | Sub-Total |  | 0 | 0 | 0 | 0 | 0 | 0 | 0 | 0 | 0 | 0 | 0
|  |  |  | 56 | Ranidi | 1214500 | [6 empty] | 0 |  |  |  | 0.08 | Karon | RE#29
[5 empty] | Ranidih Niche Tola | [7 empty] | 0 |  |  |  | 0.12 | Karon | RE#29
[5 empty] | Ranidih Uper Tola | [7 empty] | 0 |  |  |  | 0.16 | Karon | RE#29
[5 empty] | Nawadih | [7 empty] | 0 |  |  |  | 0.2 | Karon | RE#29
[5 empty] | Baratnnr | [7 empty] | 0 |  |  |  | 0.28 | Karon | RE#29
[5 empty] | Rajwar Tola | [7 empty] | 0 |  |  |  | 0.64 | Karon | RE#29
[5 empty] | Sub-Total |  | 0 | 0 | 0 | 0 | 0 | 0 | 0 | 0 | 0 | 0 | 1.48
|  |  |  | 57 | Dindakuli | 1214800 | [6 empty] | 0 |  |  |  | 0.36 | Karon | RE#29
[5 empty] | Sub-Total |  | 0 | 0 | 0 | 0 | 0 | 0 | 0 | 0 | 0 | 0 | 0.36
|  |  |  | 58 | Belakiyari(Niche Tola) | 1214900 | [6 empty] | 0 |  |  |  | 0.52 | Karon | RE#29
[5 empty] | Uper Tola | [7 empty] | 0 |  |  |  | 0.2 | Karon | RE#29
[5 empty] | Harijan Tola | [7 empty] | 0 |  |  |  | 0 | Karon | RE#29
[5 empty] | Sub-Total |  | 0 | 0 | 0 | 0 | 0 | 0 | 0 | 0 | 0 | 0 | 0.72
|  |  |  | 59 | Tikaitbandh(Harijan Tola) | 1215400 | [6 empty] | 0 |  |  |  | 0.08 | Karon | RE#29
[5 empty] | Bangali Tola | [7 empty] | 0 |  |  |  | 0.32 | Karon | RE#29
[5 empty] | Sub-Total |  | 0 | 0 | 0 | 0 | 0 | 0 | 0 | 0 | 0 | 0 | 0.4
|  |  |  | 60 | Karo(Singh Pada) | 1216100 | [6 empty] | 0 |  |  |  |  | Karon | RE#29
[5 empty] | Singh Pada-2 | [7 empty] | 0 |  |  |  |  | Karon | RE#29
[5 empty] | Kumahar Pada | [7 empty] | 0 |  |  |  |  | Karon | RE#29
[5 empty] | Hade Pada | [7 empty] | 0 |  |  |  |  | Karon | RE#29
[5 empty] | Banerjee Para | [7 empty] | 0 |  |  |  |  | Karon | RE#29
[5 empty] | Ray Para | [7 empty] | 0 |  |  |  |  | Karon | RE#29
[5 empty] | Sudi Para | [7 empty] | 0 |  |  |  |  | Karon | RE#29
[5 empty] | Ray Para-2 | [7 empty] | 0 |  |  |  |  | Karon | RE#29
[5 empty] | Pathora Tola | [7 empty] | 0 |  |  |  |  | Karon | RE#29
[5 empty] | Dey Para | [7 empty] | 0 |  |  |  |  | Karon | RE#29
[5 empty] | Mishra Para | [7 empty] | 0 |  |  |  |  | Karon | RE#29
[5 empty] | Jha Tola | [7 empty] | 0 |  |  |  |  | Karon | RE#29
[5 empty] | Das Para | [7 empty] | 0 |  |  |  |  | Karon | RE#29
[5 empty] | Bauri Para | [7 empty] | 0 |  |  |  |  | Karon | RE#29
[5 empty] | Chakravorty Para | [7 empty] | 0 |  |  |  |  | Karon | RE#29
[5 empty] | Acharjee Para | [7 empty] | 0 |  |  |  |  | Karon | RE#29
[5 empty] | Bhaga Para | [7 empty] | 0 |  |  |  |  | Karon | RE#29
[5 empty] | Mandal Tola | [7 empty] | 0 |  |  |  |  | Karon | RE#29
[5 empty] | Kyat Tola | [7 empty] | 0 |  |  |  |  | Karon | RE#29
[5 empty] | Kasast Tola | [7 empty] | 0 |  |  |  |  | Karon | RE#29
[5 empty] | Bandh Tola | [7 empty] | 0 |  |  |  |  | Karon | RE#29
[5 empty] | Karo | [7 empty] | 0 |  |  |  |  | Karon | RE#29
[5 empty] | Dharamraj Tola | [7 empty] | 0 |  |  |  |  | Karon | RE#29
[5 empty] | Sub-Total |  | 0 | 0 | 0 | 0 | 0 | 0 | 0 | 0 | 0 | 0 | 0
|  |  |  | 61 | Saltar(Harijan Tola) | 1216300 | [6 empty] | 0 |  |  |  | 0.12 | Karon | RE#29
[5 empty] | Roy Tola | [7 empty] | 0 |  |  |  | 0.2 | Karon | RE#29
[5 empty] | Goripur Tola | [7 empty] | 0 |  |  |  | 0.04 | Karon | RE#29
[5 empty] | Sub-Total |  | 0 | 0 | 0 | 0 | 0 | 0 | 0 | 0 | 0 | 0 | 0.36
|  |  |  | 62 | Mahulidi(Muslim Tola) | 1216500 |  |  | 0 | 0 | 0 | 0 | 0 | 0.4 | 2 | 1ph | 0.08 | Karon | RE#29
[5 empty] | Santhal Tola |  |  |  | 0 | 0 | 0 |  | 0 | 0 | 0 |  | 0.28 | Karon | RE#29
[5 empty] | Sub-Total |  | 0 | 0 | 0 | 0 | 0 | 0 | 0 | 0.4 | 2 | 0 | 0.36
|  |  |  | 63 | Rampur | 1216600 |  |  | 0 | 0 | 0 | 0 | 0 | 0.5 | 2 | 1ph | 0 | Karon | RE#32
[5 empty] | Sub-Total |  | 0 | 0 | 0 | 0 | 0 | 0 | 0 | 0.5 | 2 | 0 | 0
|  |  |  | 64 | Bhatubari(Niche Tola) | 1216800 |  |  | 0 | 0 | 0 | 0 | 0 | 0.7 | 4 | 3ph/1ph | 0.16 | Karon | RE#29
[5 empty] | Uper Tola |  |  |  | 0 | 0 | 0 | 0 | 0 | 0.5 | 2 | 1ph | 0.08 | Karon | RE#29
[5 empty] | Sub-Total |  | 0 | 0 | 0 | 0 | 0 | 0 | 0 | 1.2 | 6 | 0 | 0.24
|  |  |  | 65 | Tarapur(Harijan Tola) | 1216900 | [6 empty] | 0 |  |  |  | 0 | Karon | RE#29
[5 empty] | Bhumihar Tola | [7 empty] | 0 |  |  |  | 0 | Karon | RE#29
[5 empty] | Ramani Tola | [7 empty] | 0 |  |  |  | 0.04 | Karon | RE#29
[5 empty] | Pahariabari Tola | [7 empty] | 0 |  |  |  | 0 | Karon | RE#29
[5 empty] | Sub-Total |  | 0 | 0 | 0 | 0 | 0 | 0 | 0 | 0 | 0 | 0 | 0.04
|  |  |  | 66 | Gobindpur(Uper Tola) | 1217600 | [6 empty] | 0 |  |  |  | 0.04 | Karon | RE#29
[5 empty] | Niche Tola | [7 empty] | 0 |  |  |  | 0.08 | Karon | RE#29
[5 empty] | Harijan Tola | [7 empty] | 0 |  |  |  | 0.08 | Karon | RE#29
[5 empty] | Sub-Total |  | 0 | 0 | 0 | 0 | 0 | 0 | 0 | 0 | 0 | 0 | 0.2
[5 empty] | BLOCK TOTAL |  | 0 | 0 | 8 | 9 | 4 | 0 | 324 | 17.6 | 48 | 0 | 44.31
| 7 | Sarath | 7 | 1 | Nachania Amba | 1217900 | 1x3.15+ 2x5 |  | 0 | 1 | 0 | 3 ph | 16 | 1 | 1 | 3 ph | 0.98192 | Sarath | RE-9
[5 empty] | Nachania Tola |  | Proposed |  | 0 | 0 | 0 |  | 0 | 0 | 0 | 3 ph | 0.2
[5 empty] | Sub-Total |  |  |  | 0 | 1 | 0 | 3 ph | 16 | 1 | 1 | 3 ph | 1.1819
0
|  |  |  | 2 | Nayabandh | 1218000 |  |  | 0 | 0 | 0 |  | 0 | 0 | 0 |  | 0 | Sarath | RE-9
[5 empty] | Sub-Total |  |  |  | 0 | 0 | 0 |  | 0 | 0 | 0 |  | 0
0
|  |  |  | 3 | Patharda | 1219600 |  |  | 0 | 0 | 0 |  | 0 | 0 | 0 | 3 ph | 0.12 | Sarath | RE-9
[5 empty] | Tiwari Tola |  |  |  | 0 | 0 | 0 |  | 0 | 0 | 0 |  | 0
[5 empty] | Harijan Tola |  |  |  | 0 | 0 | 0 |  | 0 | 0 | 0 |  | 0
[5 empty] | Pandit Tola |  |  |  | 0 | 0 | 0 |  | 0 | 0 | 0 |  | 0
[5 empty] | Heth Tola |  |  |  | 0 | 0 | 0 |  | 0 | 0 | 0 |  | 0
[5 empty] | Sub-Total |  |  |  | 0 | 0 | 0 |  | 0 | 0 | 0 | 3ph | 0.12
0
|  |  |  | 4 | Tangidih | 1220500 |  |  | 0 | 0 | 0 |  | 0 | 0 | 0 | 3ph | 0.122 | Sarath | RE-9
[5 empty] | Sub-Total |  |  |  | 0 | 0 | 0 |  | 0 | 0 | 0 | 3ph | 0.122
0
|  |  |  | 5 | Gobarsala | 1220800 |  |  | 0 | 0 | 0 |  | 0 | 0 | 0 | 3ph | 0.76 | Sarath | RE-9
[5 empty] | UparTola | 0 |  |  | 0 | 0 | 0 |  | 0 | 0 | 0 |  | 0
[5 empty] | Sub-Total |  |  |  | 0 | 0 | 0 |  | 0 | 0 | 0 | 3ph | 0.76
0
|  |  |  | 6 | Kajri | 1220900 |  |  | 0 | 0 | 0 |  | 0 | 0 | 0 | 3ph | 0.5 | Sarath | RE-8
[5 empty] | Sub-Total |  |  |  | 0 | 0 | 0 |  | 0 | 0 | 0 | 3ph | 0.5
0
|  |  |  | 7 | Markata | 1222300 |  |  | 0 | 0 | 0 |  | 0 | 0 | 0 |  | 0 | Sarath | RE-9
[5 empty] | Sub-Total |  |  |  | 0 | 0 | 0 |  | 0 | 0 | 0 |  | 0
0
|  |  |  | 8 | Kuraro | 1222900 |  |  | 0 | 0 | 0 |  | 0 | 0 | 0 |  | 0 | Sarath | RE-9
[5 empty] | Sub-Total |  |  |  | 0 | 0 | 0 |  | 0 | 0 | 0 |  | 0
0
|  |  |  | 9 | Rangamatia | 1223100 |  |  | 0 | 0 | 0 |  | 0 | 0 | 0 |  | 0 | Sarath | RE-9
[5 empty] | Sub-Total |  |  |  | 0 | 0 | 0 |  | 0 | 0 | 0 |  | 0
0
|  |  |  | 10 | Baski | 1223200 |  |  | 0 | 0 | 0 |  | 0 | 0 | 0 | 3ph | 0.32 | Sarath | RE-9
[5 empty] | Sub-Total |  |  |  | 0 | 0 | 0 |  | 0 | 0 | 0 | 3ph | 0.32
0
|  |  |  | 11 | Lakhna | 1223300 |  |  | 0 | 0 | 0 |  | 0 | 0 | 0 |  | 0 | Sarath | RE-8
[5 empty] | Sub-Total |  |  |  | 0 | 0 | 0 |  | 0 | 0 | 0 |  | 0
0
|  |  |  | 12 | Lakra | 1223500 |  |  | 0 | 0 | 0 |  | 0 | 0 | 0 |  | 0 | Sarath | RE-8
[5 empty] | Sub-Total |  |  |  | 0 | 0 | 0 |  | 0 | 0 | 0 |  | 0
0
|  |  |  | 13 | Uparbandhi | 1223600 |  |  | 0 | 0 | 0 |  | 0 | 0 | 0 |  | 0 | Sarath | RE-8
[5 empty] | Sub-Total |  |  |  | 0 | 0 | 0 |  | 0 | 0 | 0 |  | 0
0
|  |  |  | 14 | Aluara (Roy Tola) | 1223700 |  |  | 0 | 0 | 0 |  | 0 | 0 | 1 | 3ph | 0.3 | Sarath | RE-8
[5 empty] | Upar Tola |  |  |  | 0 | 0 | 0 |  | 0 | 0 | 1 | 3ph | 0.5 | Sarath
[5 empty] | Sub-Total |  |  |  | 0 | 0 | 0 |  | 0 | 0 | 2 | 3ph | 0.8
0
|  |  |  | 15 | Babhan Kund | 1224500 |  |  | 0 | 0 | 0 |  | 0 | 0 | 0 | 3ph | 1.8 | Sarath | RE-8
[5 empty] | Sub-Total |  |  |  | 0 | 0 | 0 |  | 0 | 0 | 0 | 3ph | 1.8
0
|  |  |  | 16 | Pichhri Bandh | 1224600 |  |  | 0 | 0 | 0 |  | 0 | 0 | 0 | 3ph | 0.28 | Sarath | RE-8
[5 empty] | Sub-Total |  |  |  | 0 | 0 | 0 |  | 0 | 0 | 0 | 3ph | 0.28
0
|  |  |  | 17 | Dumariya | 1224700 |  |  | 0 | 0 | 0 |  | 0 | 0 | 0 | 3ph | 0.12 | Sarath | RE-8
[5 empty] | Sub-Total |  |  |  | 0 | 0 | 0 |  | 0 | 0 | 0 | 3ph | 0.12
0
|  |  |  | 18 | Kharwajori | 1225100 |  |  | 0 | 0 | 0 |  | 0 | 0 | 1 | 3ph | 0.8 | Sarath | RE-8
[5 empty] | Sub-Total |  |  |  | 0 | 0 | 0 |  | 0 | 0 | 1 | 3ph | 0.8
0
|  |  |  | 19 | Munda Santhal Tola | 1225600 |  |  | 0 | 3 | 0 | 3 ph | 48 | 0.75 | 3 | 3 ph | 0.98192 | Sarath | RE-7
[5 empty] | Bania Tola |  |  |  | 0 | 0 | 0 |  | 0 | 0 | 0 | 3ph | 0.711 | Sarath
[5 empty] | Sub-Total |  |  |  | 0 | 3 | 0 | 3 ph | 48 | 0.75 | 3 | 3 ph | 1.6929
0
|  |  |  | 20 | Majhiladih Muslim Tola Upar | 1226900 |  |  | 0 | 0 | 0 |  | 0 |  |  |  | 0.001 | Sarath | RE-7
[5 empty] | Muslim Tola Neche |  |  |  | 0 | 0 | 0 |  | 0 | 0 | 0 | 3ph | 0.2 | Sarath
[5 empty] | Sub-Total |  |  |  | 0 | 0 | 0 |  | 0 | 0 | 0 | 3ph | 0.201
0
|  |  |  | 21 | Mahtoa | 1227400 |  |  | 0 | 0 | 0 |  | 0 | 0 | 0 | 3ph | 0.36 | Sarath | RE-8
[5 empty] | Sub-Total |  |  |  | 0 | 0 | 0 |  | 0 | 0 | 0 | 3ph | 0.36
0
|  |  |  | 22 | Gidhsoli | 1227600 |  |  | 0 | 0 | 0 |  | 0 | 0 | 0 | 3ph | 0.5 | Sarath | RE-8
[5 empty] | Sub-Total |  |  |  | 0 | 0 | 0 |  | 0 | 0 | 0 | 3ph | 0.5
0
|  |  |  | 23 | Dhrampur | 1227800 |  |  | 0 | 0 | 0 |  | 0 | 0 | 0 | 3ph | 0.4 | Sarath | RE-8
[5 empty] | Sub-Total |  |  |  | 0 | 0 | 0 |  | 0 | 0 | 0 | 3ph | 0.4
0
|  |  |  | 24 | Rohania Chak Uppar Tola | 1227900 |  |  | 0 | 0 | 0 |  | 0 | 0 | 0 | 3ph | 0.4 | Sarath | RE-8
[5 empty] | Niche Tola |  |  |  | 0 | 0 | 0 |  | 0 | 0 | 0 |  | 0 | Sarath
[5 empty] | Sub-Total |  |  |  | 0 | 0 | 0 |  | 0 | 0 | 0 | 3ph | 0.4
0
|  |  |  | 25 | Dewan Dumariya | 1228200 |  |  | 0 | 0 | 0 |  | 0 | 0 | 0 |  | 0 | Sarath | RE-8
[5 empty] | Muslim Tola | 0 |  |  | 0 | 0 | 0 |  | 0 | 0 | 0 |  | 0 | Sarath
[5 empty] | Sub-Total |  |  |  | 0 | 0 | 0 |  | 0 | 0 | 0 |  | 0
0
|  |  |  | 26 | Aurajori Verma Tola | 1228400 |  |  | 0 | 0 | 0 |  | 0 |  |  |  | 0 | Sarath | RE-8
[5 empty] | Rana Tola |  |  |  | 0 | 0 | 0 |  | 0 | 0 | 0 | 3ph | 0.08 | Sarath
[5 empty] | Sub-Total |  |  |  | 0 | 0 | 0 |  | 0 | 0 | 0 | 3ph | 0.08
0
|  |  |  | 27 | Maharajganj | 1228600 |  |  | 0 | 0 | 0 |  | 0 | 0 | 0 |  | 0 | Sarath | RE-8
[5 empty] | Sub-Total |  |  |  | 0 | 0 | 0 |  | 0 | 0 | 0 |  | 0
0
|  |  |  | 28 | Chunardih | 1228700 |  |  | 0 | 0 | 0 |  | 0 | 0 | 0 | 3ph | 0.08 | Sarath | RE-8
[5 empty] | Sub-Total |  |  |  | 0 | 0 | 0 |  | 0 | 0 | 0 | 3ph | 0.08
0
|  |  |  | 29 | Chharra | 1228800 |  |  | 0 | 0 | 0 |  | 0 | 0 | 0 |  | 0 | Sarath | RE-7
[5 empty] | Sub-Total |  |  |  | 0 | 0 | 0 |  | 0 | 0 | 0 |  | 0
0
|  |  |  | 30 | Mahdewa | 1229000 |  |  | 0 | 0 | 0 |  | 0 | 0 | 0 |  | 0 | Sarath | RE-8
[5 empty] | Sub-Total |  |  |  | 0 | 0 | 0 |  | 0 | 0 | 0 |  | 0
0
|  |  |  | 31 | Khakhra | 1229100 |  |  | 0 | 0 | 0 |  | 0 | 0 | 0 |  | 0 | Sarath | RE-8
[5 empty] | Sub-Total |  |  |  | 0 | 0 | 0 |  | 0 | 0 | 0 |  | 0
0
|  |  |  | 32 | Banjhta | 1229300 |  |  | 0 | 0 | 0 |  | 0 | 0 | 0 | 3ph | 0.08 | Sarath | RE-8
[5 empty] | Jarkani | 0 |  |  | 0 | 0 | 0 |  | 0 | 0 | 0 |  | 0 | Sarath
[5 empty] | Sub-Total |  |  |  | 0 | 0 | 0 |  | 0 | 0 | 0 | 3ph | 0.08
0
|  |  |  | 33 | Babhanganwan | 1229500 |  |  | 0 | 0 | 0 |  | 0 | 0 | 0 | 3ph | 0.08 | Sarath | RE-8
[5 empty] | Tiwari Tola |  |  |  | 0 | 0 | 0 |  | 0 | 0 | 0 |  | 0 | Sarath
[5 empty] | Manjhladih Tola |  |  |  | 0 | 0 | 0 |  | 0 | 0 | 0 |  | 0 | Sarath
[5 empty] | Hethdih Tola |  |  |  | 0 | 0 | 0 |  | 0 | 0 | 0 |  | 0 | Sarath
[5 empty] | Sub-Total |  |  |  | 0 | 0 | 0 |  | 0 | 0 | 0 | 3ph | 0.08
0
|  |  |  | 34 | Taratanr | 1229800 |  |  | 0 | 0 | 0 |  | 0 | 0 | 0 |  | 0 | Sarath | RE-9
[5 empty] | Sub-Total |  |  |  | 0 | 0 | 0 |  | 0 | 0 | 0 |  | 0
0
|  |  |  | 35 | Rampur | 1229900 |  |  | 0 | 0 | 0 |  | 0 | 0 | 0 | 3ph | 0.02 | Sarath | RE-9
[5 empty] | Sub-Total |  |  |  | 0 | 0 | 0 |  | 0 | 0 | 0 | 3ph | 0.02
0
|  |  |  | 36 | Jirulia | 1230000 |  |  | 0 | 0 | 0 |  | 0 | 0 | 0 | 3ph | 0.12 | Sarath | RE-9
[5 empty] | Sub-Total |  |  |  | 0 | 0 | 0 |  | 0 | 0 | 0 | 3ph | 0.12
0
|  |  |  | 37 | Dunduadih | 1230200 |  |  | 0 | 0 | 0 |  | 0 | 0 | 0 | 3ph | 0.36 | Sarath | RE-8
[5 empty] | Sub-Total |  |  |  | 0 | 0 | 0 |  | 0 | 0 | 0 | 3ph | 0.36
0
|  |  |  | 38 | Belabad | 1230300 |  |  | 0 | 0 | 0 |  | 0 | 0 | 0 |  | 0 | Sarath | RE-9
[5 empty] | Sub-Total |  |  |  | 0 | 0 | 0 |  | 0 | 0 | 0 |  | 0
0
|  |  |  | 39 | Raniganj | 1230400 |  |  | 0 | 0 | 0 |  | 0 | 0 | 0 | 3ph | 0.08 | Sarath | RE-1
[5 empty] | Sub-Total |  |  |  | 0 | 0 | 0 |  | 0 | 0 | 0 | 3ph | 0.08
0
|  |  |  | 40 | Khairbani | 1230500 |  |  | 0 |  |  |  | 0 | 0 | 0 | 3ph | 0.2 | Palajori | RE-5
[5 empty] | Sub-Total |  |  |  | 0 | 0 | 0 |  | 0 | 0 | 0 | 3ph | 0.2
0
|  |  |  | 41 | Sarath | 1230600 |  |  | 0 | 0 | 0 |  | 0 | 0 | 0 |  | 0 | Sarath | RE-9
[5 empty] | Babri Tola |  |  |  | 0 | 0 | 0 |  | 0 | 0 | 0 |  | 0 | Sarath
[5 empty] | Mandla Tola |  |  |  | 0 | 0 | 0 |  | 0 | 0 | 0 | 3ph | 0.4 | Sarath
[5 empty] | Purana Bazar Tola |  |  |  | 0 | 0 | 0 |  | 0 | 0 | 0 |  | 0 | Sarath
[5 empty] | Muslim Tola |  |  |  | 0 | 0 | 0 |  | 0 | 0 | 0 | 3ph | 0.2 | Sarath
[5 empty] | Harijon Tola |  |  |  | 0 | 0 | 0 |  | 0 | 0 | 0 | 3ph | 0.12 | Sarath
[5 empty] | Lala Tola |  |  |  | 0 | 0 | 0 |  | 0 | 0 | 0 |  | 0 | Sarath
[5 empty] | Brahman Tola |  |  |  | 0 | 0 | 0 |  | 0 | 0 | 0 |  | 0 | Sarath
[5 empty] | Heth Tola |  |  |  | 0 | 0 | 0 |  | 0 | 0 | 0 |  | 0 | Sarath
[5 empty] | Rawat Tola |  |  |  | 0 | 0 | 0 |  | 0 | 0 | 0 |  | 0 | Sarath
[5 empty] | Koari Tola |  |  |  | 0 | 0 | 0 |  | 0 | 0 | 0 |  | 0 | Sarath
[5 empty] | Sub-Total |  |  |  | 0 | 0 | 0 |  | 0 | 0 | 0 | 3ph | 0.72
0
|  |  |  | 42 | Basmata | 1230700 |  |  | 0 | 0 | 0 |  | 0 | 0 | 0 |  | 0 | Sarath | RE-7
[5 empty] | Sub-Total |  |  |  | 0 | 0 | 0 |  | 0 | 0 | 0 |  | 0
0
|  |  |  | 43 | Dindakoli | 1231000 |  |  | 0 | 0 | 0 |  | 0 | 0 | 0 | 3ph | 0.16 | Sarath | RE-7
[5 empty] | Sub-Total |  |  |  | 0 | 0 | 0 |  | 0 | 0 | 0 | 3ph | 0.16
0
|  |  |  | 44 | Ojhadih | 1231100 |  |  | 0 | 0 | 0 |  | 0 | 0 | 0 |  | 0 | Sarath | RE-7
[5 empty] | Sub-Total |  |  |  | 0 | 0 | 0 |  | 0 | 0 | 0 |  | 0
0
|  |  |  | 45 | Mahapur | 1231700 |  |  | 0 | 0 | 0 |  | 0 | 0 | 0 |  | 0 | Sarath | RE-7
[5 empty] | Sub-Total |  |  |  | 0 | 0 | 0 |  | 0 | 0 | 0 |  | 0
0
|  |  |  | 46 | Charakmara (Bhurmihar Tola) | 1231800 |  |  | 0 | 0 | 0 |  | 0 | 0 | 0 | 3ph | 0.2 | Sarath | RE-7
[5 empty] | Harijan Tola |  |  |  | 0 | 0 | 0 |  | 0 | 0 | 0 |  | 0 | Sarath
[5 empty] | Rajwar Tola |  |  |  | 0 | 0 | 0 |  | 0 | 0 | 0 |  | 0 | Sarath
[5 empty] | Sub-Total |  |  |  | 0 | 0 | 0 |  | 0 | 0 | 0 | 3ph | 0.2
0
|  |  |  | 47 | Pachhimkanali | 1232000 |  |  | 0 | 0 | 0 |  | 0 | 0 | 0 |  | 0 | Sarath | RE-7
[5 empty] | Sub-Total |  |  |  | 0 | 0 | 0 |  | 0 | 0 | 0 |  | 0
0
|  |  |  | 48 | Mangnahir | 1232200 |  |  | 0 | 0 | 0 |  | 0 | 0 | 0 |  | 0.01 | Sarath | RE-7
[5 empty] | Sub-Total |  |  |  | 0 | 0 | 0 |  | 0 | 0 | 0 |  | 0.01
0
|  |  |  | 49 | Sadharia | 1232300 |  |  | 0 | 0 | 0 |  | 0 | 0 | 0 | 3ph | 0.3 | Sarath | RE-7
[5 empty] | Sub-Total |  |  |  | 0 | 0 | 0 |  | 0 | 0 | 0 | 3ph | 0.3
0
|  |  |  | 50 | Lakrakhondha | 1232500 |  |  | 0 | 0 | 0 |  | 0 | 0 | 0 | 3ph | 0.12 | Sarath | RE-7
[5 empty] | Sub-Total |  |  |  | 0 | 0 | 0 |  | 0 | 0 | 0 | 3ph | 0.12
0
|  |  |  | 51 | Barmasia | 1232600 |  |  | 0 | 0 | 0 |  | 0 | 0 | 0 |  | 0 | Sarath | RE-7
[5 empty] | Sub-Total |  |  |  | 0 | 0 | 0 |  | 0 | 0 | 0 |  | 0
0
|  |  |  | 52 | Baski | 1232700 |  |  | 0 | 0 | 0 |  | 0 | 0 | 0 | 3ph | 0.24 | Sarath | RE-9
[5 empty] | Sub-Total |  |  |  | 0 | 0 | 0 |  | 0 | 0 | 0 | 3ph | 0.24
0
|  |  |  | 53 | Dighri | 1232800 |  |  | 0 | 0 | 0 |  | 0 | 0 | 0 |  | 0 | Sarath | RE-7
[5 empty] | Sub-Total |  |  |  | 0 | 0 | 0 |  | 0 | 0 | 0 |  | 0
0
|  |  |  | 54 | Gaura | 1234500 |  |  | 0 | 0 | 0 |  | 0 | 0 | 0 |  | 0 | Palajori | RE-6
[5 empty] | Sub-Total |  |  |  | 0 | 0 | 0 |  | 0 | 0 | 0 |  | 0
0
|  |  |  | 55 | Lagwa Harijan Tola | 1234700 |  |  | 0 | 0 | 0 |  | 0 | 0 | 0 | 3ph | 0.3 | Palajori | RE-6
[5 empty] | Santhal Tola |  |  |  | 0 | 0 | 0 |  | 0 | 0 | 0 |  | 0 | Sarath
[5 empty] | Sub-Total |  |  |  | 0 | 0 | 0 |  | 0 | 0 | 0 | 3ph | 0.3
0
|  |  |  | 56 | Murgabani | 1234800 |  |  | 0 | 0 | 0 |  | 0 | 0 | 0 | 3ph | 0.5 | Palajori | RE-6
[5 empty] | Sub-Total |  |  |  | 0 | 0 | 0 |  | 0 | 0 | 0 | 3ph | 0.5
0
|  |  |  | 57 | Noniyatanr | 1234900 |  |  | 0 | 0 | 0 |  | 0 | 0 | 0 | 3ph | 0.2 | Palajori | RE-6
[5 empty] | Sub-Total |  |  |  | 0 | 0 | 0 |  | 0 | 0 | 0 | 3ph | 0.2
0
|  |  |  | 58 | Siktiya | 1235000 |  |  | 0 | 0 | 0 |  | 0 | 0 | 0 |  | 0 | Palajori | RE-6
[5 empty] | Sub-Total |  |  |  | 0 | 0 | 0 |  | 0 | 0 | 0 |  | 0
0
|  |  |  | 59 | Bandri Sol | 1235400 |  |  | 0 | 0 | 0 |  | 0 | 0 | 0 |  | 0 | Palajori | RE-6
[5 empty] | Sub-Total |  |  |  | 0 | 0 | 0 |  | 0 | 0 | 0 |  | 0
0
|  |  |  | 60 | Ambakanali | 1235500 |  |  | 0 | 0 | 0 |  | 0 | 0 | 0 | 3ph | 0.08 | Palajori | RE-6
[5 empty] | Sub-Total |  |  |  | 0 | 0 | 0 |  | 0 | 0 | 0 | 3ph | 0.08
0
|  |  |  | 61 | Pipra sole | 1235800 |  |  | 0 | 0 | 0 |  | 0 | 0 | 0 | 3ph | 0.6 | Palajori | RE-6
[5 empty] | Pipra sole Tola |  |  |  | 0 | 0 | 0 |  | 0 | 0 | 0 |  | 0 | Sarath
[5 empty] | Sub-Total |  |  |  | 0 | 0 | 0 |  | 0 | 0 | 0 | 3ph | 0.6
0
|  |  |  | 62 | Khamar | 1235900 |  |  | 0 | 0 | 0 |  | 0 | 0 | 0 |  | 0 | Palajori | RE-6
[5 empty] | Sub-Total |  |  |  | 0 | 0 | 0 |  | 0 | 0 | 0 |  | 0
0
|  |  |  | 63 | Paharidih | 1236000 |  |  | 0 | 0 | 0 |  | 0 | 0 | 0 |  | 0 | Palajori | RE-6
[5 empty] | Sub-Total |  |  |  | 0 | 0 | 0 |  | 0 | 0 | 0 |  | 0
0
|  |  |  | 64 | Nagra | 1236200 |  |  | 0 | 0 | 0 |  | 0 | 0 | 0 |  | 0 | Palajori | RE-6
[5 empty] | Sub-Total |  |  |  | 0 | 0 | 0 |  | 0 | 0 | 0 |  | 0
0
|  |  |  | 65 | Gairbad Gangapur | 1236300 |  |  | 0 | 0 | 0 |  | 0 | 0 | 0 | 3ph | 0.4 | Palajori | RE-6
[5 empty] | Sub-Total |  |  |  | 0 | 0 | 0 |  | 0 | 0 | 0 | 3ph | 0.4
0
|  |  |  | 66 | Kolkiari | 1236400 |  |  | 0 | 0 | 0 |  | 0 | 0 | 0 |  | 0 | Palajori | RE-6
[5 empty] | Sub-Total |  |  |  | 0 | 0 | 0 |  | 0 | 0 | 0 |  | 0
0
|  |  |  | 67 | Kuwamura | 1236500 |  |  | 0 | 0 | 0 |  | 0 | 0 | 0 | 3ph | 0.2 | Palajori | RE-6
[5 empty] | Kukrha Tola |  |  |  | 0 | 0 | 0 |  | 0 | 0 | 0 |  | 0
[5 empty] | Sub-Total |  |  |  | 0 | 0 | 0 |  | 0 | 0 | 0 | 3ph | 0.2
0
|  |  |  | 68 | Kukraha Bangali Tola | 1236700 |  |  | 1 | 0 | 0 | 1ph | 10 | 1 | 1 | 1ph | 0.4 | Palajori | RE-6
[5 empty] | Rajak Tola |  |  |  | 0 | 0 | 0 |  | 0 | 0 | 0 |  | 0.08
[5 empty] | Sub-Total |  |  |  | 1 | 0 | 0 | 1ph | 10 | 1 | 1 | 1ph | 0.48
0
|  |  |  | 69 | Sathbehra | 1236800 |  |  | 0 | 0 | 0 |  | 0 | 0 | 0 |  | 0 | Palajori | RE-6
[5 empty] | Sub-Total |  |  |  | 0 | 0 | 0 |  | 0 | 0 | 0 |  | 0
0
|  |  |  | 70 | Majurgila | 1237200 |  |  | 0 | 0 | 0 |  | 0 | 0 | 0 |  | 0 | Palajori | RE-6
[5 empty] | Sub-Total |  |  |  | 0 | 0 | 0 |  | 0 | 0 | 0 |  | 0
0
|  |  |  | 71 | Kadma Bhumiar Tola | 1237300 |  |  | 0 | 0 | 0 |  | 0 | 0 | 0 | 3ph | 0.24 | Palajori | RE-6
[5 empty] | Upar Rajwar Tola |  |  |  | 0 | 0 | 0 |  | 0 | 0 | 0 |  | 0
[5 empty] | Sub-Total |  |  |  | 0 | 0 | 0 |  | 0 | 0 | 0 | 3ph | 0.24
0
|  |  |  | 72 | Ratna | 1237400 |  |  | 0 | 0 | 0 |  | 0 | 0 | 0 | 3ph | 0.28 | Palajori | RE-6
[5 empty] | Sub-Total |  |  |  | 0 | 0 | 0 |  | 0 | 0 | 0 | 3ph | 0.28
0
|  |  |  | 73 | Sapha | 1237500 |  |  | 0 | 0 | 0 |  | 0 | 0 | 0 | 3ph | 0.3 | Sarath | RE-7
[5 empty] | Sub-Total |  |  |  | 0 | 0 | 0 |  | 0 | 0 | 0 | 3ph | 0.3
0
|  |  |  | 74 | Bankanali | 1237600 |  |  | 0 | 0 | 0 |  | 0 | 0 | 0 |  | 0 | Sarath | RE-7
[5 empty] | Sub-Total |  |  |  | 0 | 0 | 0 |  | 0 | 0 | 0 |  | 0
0
|  |  |  | 75 | Chhatakurum | 1237700 |  |  | 0 | 0 | 0 |  | 0 | 0 | 0 |  |  | Sarath | RE-7
[5 empty] | Sub-Total |  |  |  | 0 | 0 | 0 |  | 0 | 0 | 0 |  | 0
0
|  |  |  | 76 | Dubchanchar | 1237800 |  |  | 0 | 0 | 0 |  | 0 |  |  | 3ph | 0.36 | Sarath | RE-7
[5 empty] | Sub-Total |  |  |  | 0 | 0 | 0 |  | 0 | 0 | 0 | 3ph | 0.36
0
|  |  |  | 77 | Bardabra Bangali Tola | 1237900 |  |  | 0 | 0 | 0 |  | 0 |  |  | 3ph | 0.01 | Sarath | RE-7
[5 empty] | Sub-Total |  |  |  | 0 | 0 | 0 |  | 0 | 0 | 0 | 3ph | 0.01
0
|  |  |  | 78 | Chhata Kurum | 1238000 |  |  | 0 | 0 | 0 |  | 0 | 0 | 0 |  | 0 | Sarath | RE-7
[5 empty] | Sub-Total |  |  |  | 0 | 0 | 0 |  | 0 | 0 | 0 |  | 0
0
|  |  |  | 79 | Kalujot | 1238100 |  |  | 0 | 0 | 0 |  | 0 | 0 | 0 |  | 0 | Sarath | RE-7
[5 empty] | Sub-Total |  |  |  | 0 | 0 | 0 |  | 0 | 0 | 0 |  | 0
0
|  |  |  | 80 | Karma | 1238200 |  |  | 0 | 0 | 0 |  | 0 | 0 | 0 | 3ph | 0.08 | Sarath | RE-7
[5 empty] | Sub-Total |  |  |  | 0 | 0 | 0 |  | 0 | 0 | 0 | 3ph | 0.08
0
|  |  |  | 81 | Dhawasol | 1238300 |  |  | 0 | 0 | 0 |  | 0 | 0 | 0 |  | 0 | Sarath | RE-7
[5 empty] | Sub-Total |  |  |  | 0 | 0 | 0 |  | 0 | 0 | 0 |  | 0
0
|  |  |  | 82 | Parbad | 1238400 |  |  | 0 | 0 | 0 |  | 0 | 0 | 0 |  | 0 | Sarath | RE-7
[5 empty] | Nimiyatanr Parbad Tola |  |  |  | 0 | 0 | 0 |  | 0 | 0 | 0 |  | 0 | Sarath
[5 empty] | Sub-Total |  |  |  | 0 | 0 | 0 |  | 0 | 0 | 0 |  | 0
0
|  |  |  | 83 | Pipra | 1238500 |  |  | 0 | 0 | 0 |  | 0 | 0 | 0 |  | 0 | Sarath | RE-7
[5 empty] | Sub-Total |  |  |  | 0 | 0 | 0 |  | 0 | 0 | 0 |  | 0
0
|  |  |  | 84 | Gajiadih | 1239000 |  |  | 0 | 0 | 0 |  | 0 | 0 | 0 |  | 0 | Sarath | RE-7
[5 empty] | Gatwar Tola |  |  |  | 0 | 0 | 0 |  | 0 | 0 | 0 |  | 0 | Sarath
[5 empty] | Mohli Tola |  |  |  | 0 | 0 | 0 |  | 0 | 0 | 0 |  | 0 | Sarath
[5 empty] | Sub-Total |  |  |  | 0 | 0 | 0 |  | 0 | 0 | 0 |  | 0
0
|  |  |  | 85 | Tetariatanr | 1239100 |  |  | 0 | 0 | 0 |  | 0 | 0 | 0 | 3ph | 0.12 | Sarath | RE-7
[5 empty] | Sub-Total |  |  |  | 0 | 0 | 0 |  | 0 | 0 | 0 | 3ph | 0.12
0
|  |  |  | 86 | Kachua Bank | 1239400 |  |  | 0 | 0 | 0 |  | 0 | 0 | 0 | 3ph | 0.12 | Sarath | RE-2
[5 empty] | Sub-Total |  |  |  | 0 | 0 | 0 |  | 0 | 0 | 0 | 3ph | 0.12
0
|  |  |  | 87 | Dhorodumar | 1239500 |  |  | 0 | 0 | 0 |  | 0 | 0 | 0 | 3ph | 0.28 | Sarath | RE-2
[5 empty] | Sub-Total |  |  |  | 0 | 0 | 0 |  | 0 | 0 | 0 | 3ph | 0.28
0
|  |  |  | 88 | Modibandh | 1239600 |  |  | 0 | 0 | 0 |  | 0 | 0 | 0 | 3ph | 0.08 | Sarath | RE-9
[5 empty] | Sub-Total |  |  |  | 0 | 0 | 0 |  | 0 | 0 | 0 | 3ph | 0.08
0
|  |  |  | 89 | Phasiabad | 1239700 |  |  | 0 | 0 | 0 |  | 0 | 0 |  | 3ph | 0.2 | Sarath | RE-1
[5 empty] | Sub-Total |  |  |  | 0 | 0 | 0 |  | 0 | 0 | 0 | 3ph | 0.2
0
|  |  |  | 90 | Gopibandh | 1239900 |  |  | 0 | 0 | 0 |  | 0 | 0 | 0 | 3ph | 0.2 | Sarath | RE-1
[5 empty] | Mushar Tola |  |  |  | 0 | 0 | 0 |  | 0 | 0 | 0 |  | 0
[5 empty] | Sub-Total |  |  |  | 0 | 0 | 0 |  | 0 | 0 | 0 | 3ph | 0.2
0
|  |  |  | 91 | Mahesliti | 1240300 |  |  | 0 | 0 | 0 |  | 0 | 0 | 0 | 3ph | 0.44225 | Sarath | RE-1
[5 empty] | Sub-Total |  |  |  | 0 | 0 | 0 |  | 0 | 0 | 0 | 3ph | 0.44225
0
|  |  |  | 92 | Belbarana | 1240400 |  |  | 0 | 0 | 0 |  | 0 | 0 | 0 | 3ph | 0.4 | Sarath | RE-1
[5 empty] | Sub-Total |  |  |  | 0 | 0 | 0 |  | 0 | 0 | 0 | 3ph | 0.4
0
|  |  |  | 93 | Parbank | 1240500 |  |  | 0 | 0 | 0 |  | 0 | 0 |  | 3ph | 0.54 | Sarath | RE-1
[5 empty] | Sub-Total |  |  |  | 0 | 0 | 0 |  | 0 | 0 | 0 | 3ph | 0.54
0
|  |  |  | 94 | Kumrabandi | 1240700 |  |  | 0 | 0 | 0 |  | 0 |  |  | 3ph | 0.333 | Sarath | RE-1
[5 empty] | Harijan Tola |  |  |  | 0 | 0 | 0 |  | 0 | 0 | 0 |  | 0
[5 empty] | Sub-Total |  |  |  | 0 | 0 | 0 |  | 0 | 0 | 0 | 3ph | 0.333
0
|  |  |  | 95 | Deoli | 1240800 |  |  | 0 | 0 | 0 |  | 0 |  |  | 3ph | 0.244 | Sarath | RE-1
[5 empty] | Sub-Total |  |  |  | 0 | 0 | 0 |  | 0 | 0 | 0 | 3ph | 0.244
0
|  |  |  | 96 | Jogiatikar | 1240900 |  |  | 0 | 0 | 0 |  | 0 |  |  | 3ph | 0.408 | Sarath | RE-1
[5 empty] | Sub-Total |  |  |  | 0 | 0 | 0 |  | 0 | 0 | 0 | 3ph | 0.408
0
|  |  |  | 97 | Sabaijor | 1241000 |  |  | 0 | 0 | 0 |  | 0 | 0 | 0 | 3ph | 0.36 | Sarath | RE-1
[5 empty] | Muslim Tola |  |  |  | 1 | 2 | 0 | 1 ph 3 ph | 42 | 0.8 | 3 | 1 ph 3 ph | 0.6
[5 empty] | Sub-Total |  |  |  | 1 | 2 | 0 | 1 ph 3 ph | 42 | 0.8 | 3 | 1 ph 3 ph | 0.96
0
|  |  |  | 98 | Chak Jamuabahal | 1241100 |  |  | 0 | 0 | 0 |  | 0 | 0 | 0 |  | 0 | Sarath | RE-1
[5 empty] | Sub-Total |  |  |  | 0 | 0 | 0 |  | 0 | 0 | 0 |  | 0
0
|  |  |  | 99 | Koldih | 1241500 |  |  | 0 | 0 | 0 |  | 0 | 0 | 0 | 3ph | 0.12 | Sarath | RE-1
[5 empty] | Sub-Total |  |  |  | 0 | 0 | 0 |  | 0 | 0 | 0 | 3ph | 0.12
0
|  |  |  | 100 | Birjamun | 1242100 |  |  | 1 | 1 | 0 | 1 ph 3 ph | 26 | 1 | 2 | 1 ph 3 ph | 0.69 | Sarath | RE-1
[5 empty] | Mandal Tola |  |  |  | 0 | 0 | 0 |  | 0 | 0 | 0 |  | 0
[5 empty] | Sub-Total |  |  |  | 1 | 1 | 0 | 1 ph 3 ph | 26 | 1 | 2 | 1 ph 3 ph | 0.69
0
|  |  |  | 101 | Nagro Rana/Barhai Tola | 1242200 |  |  | 1 | 0 | 0 | 1ph | 10 | 0.12 | 1 | 1ph | 0.36 | Sarath | RE-1
[5 empty] | Panchrukhi / Mahta Tola | 0 |  |  | 0 | 0 | 0 |  | 0 | 0 | 0 |  | 0
[5 empty] | Harijan Tola | 0 |  |  | 0 | 1 | 0 | 3 ph | 16 | 0.14 | 1 | 3 ph | 0.4
[5 empty] | Yadav Tola | 0 |  |  | 0 | 0 | 0 |  | 0 | 0 | 0 |  | 0
[5 empty] | Upar Tola | 0 |  |  | 0 | 0 | 0 |  | 0 | 0 | 0 |  | 0
[5 empty] | Tartanr tola | 0 |  |  | 0 | 0 | 0 |  | 0 | 0 | 0 |  | 0
[5 empty] | Gorwadih Tola | 0 |  |  | 0 | 0 | 0 |  | 0 | 0 | 0 |  | 0
[5 empty] | Sub-Total |  |  |  | 1 | 1 | 0 | 1 ph 3 ph | 26 | 0.26 | 2 | 1 ph 3 ph | 0.76
0
|  |  |  | 102 | Domohani | 1242300 |  |  | 0 | 0 | 0 |  | 0 | 0 | 0 |  | 0 | Sarath | RE-1
[5 empty] | Sub-Total |  |  |  | 0 | 0 | 0 |  | 0 | 0 | 0 |  | 0
0
|  |  |  | 103 | Pirthibandh | 1242600 |  |  | 0 | 0 | 0 |  | 0 | 0 | 0 | 3ph | 0.2 | Sarath | RE-1
[5 empty] | Sub-Total |  |  |  | 0 | 0 | 0 |  | 0 | 0 | 0 | 3ph | 0.2
0
|  |  |  | 104 | Darpa | 1242800 |  |  | 0 | 0 | 0 |  | 0 | 0 | 0 |  | 0 | Sarath | RE-1
[5 empty] | Sub-Total |  |  |  | 0 | 0 | 0 |  | 0 | 0 | 0 |  | 0
0
|  |  |  | 105 | Angaro | 1242900 |  |  | 0 | 0 | 0 |  | 0 | 0 | 0 | 3ph | 0.28 | Sarath | RE-1
[5 empty] | Sub-Total |  |  |  | 0 | 0 | 0 |  | 0 | 0 | 0 | 3ph | 0.28
0
|  |  |  | 106 | Haripur | 1243000 |  |  | 0 | 0 | 0 |  | 0 | 0 | 0 |  | 0 | Sarath | RE-1
[5 empty] | Sub-Total |  |  |  | 0 | 0 | 0 |  | 0 | 0 | 0 |  | 0
0
|  |  |  | 107 | Rajaraidih | 1243100 |  |  | 0 | 0 | 0 |  | 0 | 0 | 0 | 3ph | 0.63745 | Sarath | RE-1
[5 empty] | Sub-Total |  |  |  | 0 | 0 | 0 |  | 0 | 0 | 0 | 3ph | 0.63745
0
|  |  |  | 108 | Phulduba | 1243200 |  |  | 0 | 0 | 0 |  | 0 | 0.3721 | 0 | 3ph | 0.52 | Sarath | RE-1
[5 empty] | Sub-Total |  |  |  | 0 | 0 | 0 |  | 0 | 0.3721 | 0 | 3ph | 0.52
0
|  |  |  | 109 | Pindari Upar Pindari | 1243300 |  |  | 0 | 0 | 0 |  | 0 | 0 | 0 |  | 0 | Sarath | RE-1
[5 empty] | Niche Pindari |  |  |  | 1 | 1 | 0 | 1 ph 3 ph | 26 | 1.25 | 2 | 1 ph 3 ph | 0.62 | Sarath
[5 empty] | Sub-Total |  |  |  | 1 | 1 | 0 | 1 ph 3 ph | 26 | 1.25 | 2 | 1 ph 3 ph | 0.62
0
|  |  |  | 110 | Kapsa | 1243400 |  |  | 0 | 0 | 0 |  | 0 | 0 | 0 |  | 0 | Sarath | RE-2
[5 empty] | Sub-Total |  |  |  | 0 | 0 | 0 |  | 0 | 0 | 0 |  | 0
0
|  |  |  | 111 | Sukhjora | 1243800 |  |  | 0 | 0 | 0 |  | 0 | 0 | 0 |  | 0 | Sarath | RE-1
[5 empty] | Yadav Tola |  |  |  | 0 | 0 | 0 |  | 0 | 0 | 0 | 3ph | 0.4
[5 empty] | Mandal Tola |  |  |  | 0 | 0 | 0 |  | 0 | 0 | 0 |  | 0
[5 empty] | Sub-Total |  |  |  | 0 | 0 | 0 |  | 0 | 0 | 0 |  | 0.4
0
|  |  |  | 112 | Bhathariya | 1243900 |  |  | 0 | 0 | 0 |  | 0 | 0 | 0 | 3ph | 0.48 | Sarath | RE-1
[5 empty] | Sub-Total |  |  |  | 0 | 0 | 0 |  | 0 | 0 | 0 | 3ph | 0.48
0
|  |  |  | 113 | Khaira | 1244000 |  |  | 0 | 0 | 0 |  | 0 | 0 | 0 | 3ph | 0.98192 | Sarath | RE-1
[5 empty] | Sub-Total |  |  |  | 0 | 0 | 0 |  | 0 | 0 | 0 | 3ph | 0.98192
0
|  |  |  | 114 | Rampur | 1244300 |  |  | 0 | 0 | 0 |  | 0 | 0 |  |  | 0 | Sarath | RE-1
[5 empty] | Sub-Total |  |  |  | 0 | 0 | 0 |  | 0 | 0 | 0 |  | 0
0
|  |  |  | 115 | Baghdabra Neche Tola | 1244400 |  |  | 0 | 0 | 0 |  | 0 | 0 | 0 | 3ph | 0.3965 | Sarath | RE-1
[5 empty] | Sub-Total |  |  |  | 0 | 0 | 0 |  | 0 | 0 | 0 | 3ph | 0.3965
0
|  |  |  | 116 | Babhandiha | 1244500 |  |  | 0 | 0 | 0 |  | 0 | 0 | 0 | 3ph | 0.01 | Sarath | RE-1
[5 empty] | Sub-Total |  |  |  | 0 | 0 | 0 |  | 0 | 0 | 0 | 3ph | 0.01
0
|  |  |  | 117 | Baratanr | 1244700 |  |  | 0 | 0 | 0 |  | 0 | 0 | 0 |  | 0 | Sarath | RE-2
[5 empty] | Sub-Total |  |  |  | 0 | 0 | 0 |  | 0 | 0 | 0 |  | 0
0
|  |  |  | 118 | Burwa | 1244800 |  |  | 0 | 0 | 0 |  | 0 | 0 | 0 | 3ph | 0.16 | Sarath | RE-2
[5 empty] | Heth Tola |  |  |  | 0 | 0 | 0 |  | 0 | 0 | 0 |  | 0 | Sarath
[5 empty] | Pandit Tola |  |  |  | 0 | 0 | 0 |  | 0 | 0 | 0 |  | 0 | Sarath
[5 empty] | Sub-Total |  |  |  | 0 | 0 | 0 |  | 0 | 0 | 0 | 3ph | 0.16
0
|  |  |  | 119 | Lodhra | 1244900 |  |  | 0 | 0 | 0 |  | 0 | 0 | 0 | 3ph | 0.12 | Sarath | RE-2
[5 empty] | Sub-Total |  |  |  | 0 | 0 | 0 |  | 0 | 0 | 0 | 3ph | 0.12
0
|  |  |  | 120 | Jamuasol Kumhar Tola | 1245100 |  |  | 0 | 0 | 0 |  | 0 | 0 | 0 | 3ph | 0.08 | Sarath | RE-2
[5 empty] | Heth Tola |  |  |  | 0 | 0 | 0 |  | 0 | 0 | 0 |  | 0 | Sarath
[5 empty] | Sub-Total |  |  |  | 0 | 0 | 0 |  | 0 | 0 | 0 | 3ph | 0.08
0
|  |  |  | 121 | Goplaraedih | 1245200 |  |  | 0 | 0 | 0 |  | 0 | 0 | 0 |  | 0 | Sarath | RE-2
[5 empty] | Sub-Total |  |  |  | 0 | 0 | 0 |  | 0 | 0 | 0 |  | 0
0
|  |  |  | 122 | Bagdaha | 1245400 |  |  | 0 | 0 | 0 |  | 0 | 0 | 0 | 3ph | 0.24 | Sarath | RE-7
[5 empty] | Sub-Total |  |  |  | 0 | 0 | 0 |  | 0 | 0 | 0 | 3ph | 0.24
0
|  |  |  | 123 | Jhagrahi | 1245700 |  |  | 0 | 0 | 0 |  | 0 | 0 | 0 | 3ph | 0.16 | Sarath | RE-7
[5 empty] | Sub-Total |  |  |  | 0 | 0 | 0 |  | 0 | 0 | 0 | 3ph | 0.16
0
|  |  |  | 124 | Naya Kharna | 1246300 |  |  | 0 | 0 | 0 |  | 0 | 0 | 0 | 3ph | 0.6 | Sarath | RE-7
[5 empty] | Sub-Total |  |  |  | 0 | 0 | 0 |  | 0 | 0 | 0 | 3ph | 0.6
0
|  |  |  | 125 | Puranakharna | 1246400 |  |  | 0 | 0 | 0 |  | 0 | 0 | 0 |  | 0 | Sarath | RE-7
[5 empty] | Sub-Total |  |  |  | 0 | 0 | 0 |  | 0 | 0 | 0 |  | 0
0
|  |  |  | 126 | Durgapur | 1246500 |  |  | 0 | 0 | 0 |  | 0 | 0 | 0 |  | 0 | Sarath | RE-7
[5 empty] | Sub-Total |  |  |  | 0 | 0 | 0 |  | 0 | 0 | 0 |  | 0
0
|  |  |  | 127 | Gobindpur | 1246800 |  |  | 0 | 0 | 0 |  | 0 | 0 | 0 | 3ph | 0.25925 | Sarath | RE-7
[5 empty] | Sub-Total |  |  |  | 0 | 0 | 0 |  | 0 | 0 | 0 | 3ph | 0.25925
0
|  |  |  | 128 | Piprasol Mandir Tola | 1246900 |  |  | 0 | 0 | 0 |  | 0 | 0 | 0 |  | 0 | Palajori | RE-6
[5 empty] | Rana Tola |  |  |  | 0 | 0 | 0 |  | 0 | 0 | 0 |  | 0 | Sarath
[5 empty] | Sub-Total |  |  |  | 0 | 0 | 0 |  | 0 | 0 | 0 |  | 0
0
|  |  |  | 129 | Barmasiya | 1247000 |  |  | 0 | 0 | 0 |  | 0 | 0 | 0 | 3ph | 0.08 | Palajori | RE-6
[5 empty] | Sub-Total |  |  |  | 0 | 0 | 0 |  | 0 | 0 | 0 | 3ph | 0.08
0
|  |  |  | 130 | Rakhjor Upar Tola | 1247300 |  |  | 0 | 0 | 0 |  | 0 | 0 | 0 |  | 0 | Palajori | RE-6
[5 empty] | Heth Tola |  |  |  | 0 | 0 | 0 |  | 0 | 0 | 0 |  | 0 | Sarath
[5 empty] | Sub-Total |  |  |  | 0 | 0 | 0 |  | 0 | 0 | 0 |  | 0
0
|  |  |  | 131 | Siridangal | 1247900 |  |  | 0 | 0 | 0 |  | 0 | 0 | 0 | 3ph | 0.28 | Palajori | RE-6
[5 empty] | Sub-Total |  |  |  | 0 | 0 | 0 |  | 0 | 0 | 0 | 3ph | 0.28
0
|  |  |  | 132 | Lokpur | 1248000 |  |  | 0 | 0 | 0 |  | 0 | 0 | 0 | 3ph | 0.08 | Palajori | RE-6
[5 empty] | Sub-Total |  |  |  | 0 | 0 | 0 |  | 0 | 0 | 0 | 3ph | 0.08
0
|  |  |  | 133 | Simla Bar Dangal Tola | 1248100 |  |  | 0 | 0 | 0 |  | 0 | 0 | 0 | 3ph | 0.3 | Palajori | RE-6
[5 empty] | Harijan Tola |  |  |  | 0 | 0 | 0 |  | 0 | 0 | 0 |  | 0 | Sarath
[5 empty] | Bhumar Tola |  |  |  | 0 | 0 | 0 |  | 0 | 0 | 0 |  | 0 | Sarath
[5 empty] | Santhal Tola |  |  |  | 0 | 0 | 0 |  | 0 | 0 | 0 | 3ph | 0.1 | Sarath
[5 empty] | Sub-Total |  |  |  | 0 | 0 | 0 |  | 0 | 0 | 0 | 3ph | 0.4
0
|  |  |  | 134 | Dhawabad | 1248300 |  |  | 0 | 0 | 0 |  | 0 | 0 | 0 | 3ph | 0.08 | Palajori | RE-6
[5 empty] | Sub-Total |  |  |  | 0 | 0 | 0 |  | 0 | 0 | 0 | 3ph | 0.08
0
|  |  |  | 135 | Ghordaur | 1248700 |  |  | 0 | 0 | 0 |  | 0 | 0 | 0 |  | 0 | Palajori | RE-6
[5 empty] | Yadav Tola |  |  |  | 0 | 0 | 0 |  | 0 | 0 | 0 |  | 0 | Sarath
[5 empty] | Rajnath Tola |  |  |  | 0 | 0 | 0 |  | 0 | 0 | 0 |  | 0 | Sarath
[5 empty] | Mahto Tola |  |  |  | 0 | 0 | 0 |  | 0 | 0 | 0 |  | 0 | Sarath
[5 empty] | Sub-Total |  |  |  | 0 | 0 | 0 |  | 0 | 0 | 0 |  | 0
0
|  |  |  | 136 | Baram Soli | 1249000 |  |  | 0 | 0 | 0 |  | 0 | 0 | 0 | 3ph | 0.08 | Palajori | RE-6
[5 empty] | Sub-Total |  |  |  | 0 | 0 | 0 |  | 0 | 0 | 0 | 3ph | 0.08
0
|  |  |  | 137 | Birmati | 1249100 |  |  | 0 | 0 | 0 |  | 0 | 0 | 0 |  | 0 | Palajori | RE-6
[5 empty] | Sub-Total |  |  |  | 0 | 0 | 0 |  | 0 | 0 | 0 |  | 0
0
|  |  |  | 138 | Tharhi | 1249200 |  |  | 0 | 0 | 0 |  | 0 | 0 | 0 | 3ph | 0.08 | Palajori | RE-6
[5 empty] | Devagal Tola |  |  |  | 0 | 0 | 0 |  | 0 | 0 | 0 |  | 0 | Sarath
[5 empty] | Rangania Tola |  |  |  | 1 | 1 | 0 | 1 ph 3 ph | 26 | 1.3 | 2 | 1 ph 3 ph | 0.24 | Sarath
[5 empty] | Sub-Total |  |  |  | 1 | 1 | 0 | 1 ph 3 ph | 26 | 1.3 | 2 | 1 ph 3 ph | 0.32
0
|  |  |  | 139 | Chikaniya | 1249300 |  |  | 0 | 0 | 0 |  | 0 | 0 |  | 3ph | 0.12 | Palajori | RE-6
[5 empty] | Sub-Total |  |  |  | 0 | 0 | 0 |  | 0 | 0 | 0 | 3ph | 0.12
0
|  |  |  | 140 | Dhamna | 1249400 |  |  | 0 | 0 | 0 |  | 0 | 0 | 0 | 3ph | 0.4 | Palajori | RE-6
[5 empty] | Sub-Total |  |  |  | 0 | 0 | 0 |  | 0 | 0 | 0 | 3ph | 0.4
0
|  |  |  | 141 | Dudhichua | 1249500 |  |  | 0 | 0 | 0 |  | 0 | 0 | 0 |  | 0 | Palajori | RE-6
[5 empty] | Sub-Total |  |  |  | 0 | 0 | 0 |  | 0 | 0 | 0 |  | 0
0
|  |  |  | 142 | Barmariya | 1249600 |  |  | 0 | 0 | 0 |  | 0 | 0 | 0 | 3ph | 0.2 | Palajori | RE-5
[5 empty] | Sub-Total |  |  |  | 0 | 0 | 0 |  | 0 | 0 | 0 | 3ph | 0.2
0
|  |  |  | 143 | Damgara | 1249700 |  |  | 0 | 0 | 0 |  | 0 | 0 | 0 | 3ph | 0.08 | Palajori | RE-5
[5 empty] | Jamuniatanr |  |  |  | 0 | 0 | 0 |  | 0 | 0 | 0 | 3ph | 0.12 | Sarath
[5 empty] | Sub-Total |  |  |  | 0 | 0 | 0 |  | 0 | 0 | 0 | 3ph | 0.2
0
|  |  |  | 144 | Saharjori | 1249800 |  |  | 0 | 0 | 0 |  | 0 | 0 | 0 | 3ph | 0.08 | Palajori | RE-6
[5 empty] | Sub-Total |  |  |  | 0 | 0 | 0 |  | 0 | 0 | 0 | 3ph | 0.08
0
|  |  |  | 145 | Parbaldangal | 1249900 |  |  | 0 | 0 | 0 |  | 0 | 0 | 0 | 3ph | 0.08 | Palajori | RE-6
[5 empty] | Sub-Total |  |  |  | 0 | 0 | 0 |  | 0 | 0 | 0 | 3ph | 0.08
0
|  |  |  | 146 | Pithalapur Rawani Tola | 1250300 |  |  | 0 | 0 | 0 |  | 0 | 0 | 0 | 3ph | 0.12 | Palajori | RE-6
[5 empty] | Yadav Tola |  |  |  | 0 | 0 | 0 |  | 0 | 0 | 0 | 3ph | 0.08 | Sarath
[5 empty] | Sub-Total |  |  |  | 0 | 0 | 0 |  | 0 | 0 | 0 | 3ph | 0.2
0
|  |  |  | 147 | Danarbad | 1251100 |  |  | 0 | 0 | 0 |  | 0 | 0 | 0 |  | 0 | Palajori | RE-6
[5 empty] | Sub-Total |  |  |  | 0 | 0 | 0 |  | 0 | 0 | 0 |  | 0
0
|  |  |  | 148 | Amdiha | 1252000 |  |  | 0 | 0 | 0 |  | 0 | 0 | 0 |  | 0 | Palajori | RE-5
[5 empty] | Sub-Total |  |  |  | 0 | 0 | 0 |  | 0 | 0 | 0 |  | 0
0
|  |  |  | 149 | Phudnisare Upper Tola | 1252100 |  |  | 2 | 0 | 0 | 1ph | 20 | 1.2 | 2 | 1ph | 0.4 | Palajori | RE-5
[5 empty] | Heth Tola |  |  |  | 0 | 0 | 0 |  | 0 | 0 |  | 3ph | 0.08 | Jamtara
[5 empty] | Sub-Total |  |  |  | 2 | 0 | 0 | 1ph | 20 | 1.2 | 2 | 1ph | 0.48
0
|  |  |  | 150 | Dumdumi Lohra Bera Tola | 1252400 |  |  | 0 | 0 | 0 |  | 0 | 0 | 0 |  | 0 | Palajori | RE-5
[5 empty] | Godhratanr Tola |  |  |  | 0 | 0 | 0 |  | 0 | 0 | 0 |  | 0 | Jamtara
[5 empty] | Upar Tola |  |  |  | 0 | 0 | 0 |  | 0 | 0 | 0 | 3ph | 0.12 | Jamtara
[5 empty] | Neech Tola |  |  |  | 0 | 0 | 0 |  | 0 | 0 | 0 | 3ph | 0.08 | Jamtara
[5 empty] | Sub-Total |  |  |  | 0 | 0 | 0 |  | 0 | 0 | 0 | 3ph | 0.2
0
|  |  |  | 151 | Baghakanali | 1252600 |  |  | 0 | 0 | 0 |  | 0 | 0 | 0 |  | 0 | Palajori | RE-5
[5 empty] | Sub-Total |  |  |  | 0 | 0 | 0 |  | 0 | 0 | 0 |  | 0
0
|  |  |  | 152 | Pipra Sol Mandir Tola | 1253500 |  |  | 0 | 0 | 0 |  | 0 | 0 | 0 | 3ph | 0.12 | Palajori | RE-5
[5 empty] | Lohra/Ramani Tola |  |  |  | 0 | 0 | 0 |  | 0 | 0 | 0 |  | 0 | Sarath
[5 empty] | Upar Tola |  |  |  | 0 | 0 | 0 |  | 0 | 0 | 0 |  | 0 | Sarath
[5 empty] | Sub-Total |  |  |  | 0 | 0 | 0 |  | 0 | 0 | 0 | 3ph | 0.12
0
|  |  |  | 153 | Asanbani | 1253700 |  |  | 0 | 0 | 0 |  | 0 | 0 | 0 | 3ph | 0.12 | Palajori | RE-5
[5 empty] | Bishmadih |  |  |  | 1 | 1 | 0 | 1 ph 3 ph | 26 | 0.4 | 2 | 1 ph 3 ph | 0.6 | Sarath
[5 empty] | Kumhaar Toli |  |  |  | 0 | 0 | 0 |  | 0 | 0 | 0 |  | 0 | Sarath
[5 empty] | Mandal Tola |  |  |  | 0 | 0 | 0 |  | 0 | 0 | 0 |  | 0 | Sarath
[5 empty] | Sub-Total |  |  |  | 1 | 1 | 0 | 1 ph 3 ph | 26 | 0.4 | 2 | 1 ph 3 ph | 0.72
0
|  |  |  | 154 | Hariharmati | 1253900 |  |  | 0 | 0 | 0 |  | 0 | 0 | 0 |  | 0 | Palajori | RE-5
[5 empty] | Sub-Total |  |  |  | 0 | 0 | 0 |  | 0 | 0 | 0 |  | 0
0
|  |  |  | 155 | Sirsa | 1255100 |  |  | 0 | 0 | 0 |  | 0 | 0 | 0 |  | 0 | Palajori | RE-5
[5 empty] | Sub-Total |  |  |  | 0 | 0 | 0 |  | 0 | 0 | 0 |  | 0
0
|  |  |  | 156 | Chhinarjuriya Bhatna | 1255200 |  |  | 0 | 0 | 0 |  | 0 | 0 | 0 |  | 0 | Palajori | RE-5
[5 empty] | Sub-Total |  |  |  | 0 | 0 | 0 |  | 0 | 0 | 0 |  | 0
|  |  |  | 157 | Noni | 1255300 |  |  | 0 | 0 | 0 |  | 0 | 0 | 0 | 3ph | 0.12 | Palajori | RE-5
[5 empty] | Sub-Total |  |  |  | 0 | 0 | 0 |  | 0 | 0 | 0 | 3ph | 0.12
0
|  |  |  | 158 | Ghosi | 1255500 |  |  | 0 | 0 | 0 |  | 0 | 0 | 0 |  | 0 | Palajori | RE-5
[5 empty] | Sub-Total |  |  |  | 0 | 0 | 0 |  | 0 | 0 | 0 |  | 0
0
|  |  |  | 159 | Tulsidabar | 1256200 |  |  | 0 | 0 | 0 |  | 0 | 0 | 0 |  | 0 | Palajori | RE-5
[5 empty] | Sub-Total |  |  |  | 0 | 0 | 0 |  | 0 | 0 | 0 |  | 0
0
|  |  |  | 160 | Bhawanipur | 1256300 |  |  | 0 | 0 | 0 |  | 0 | 0 | 0 |  | 0 | Palajori | RE-5
[5 empty] | Sub-Total |  |  |  | 0 | 0 | 0 |  | 0 | 0 | 0 |  | 0
0
|  |  |  | 161 | Chitra | 1256400 |  |  | 0 | 0 | 0 |  | 0 | 0 | 0 |  | 0 | Palajori | RE-5
[5 empty] | Bich Kolyari |  |  |  | 0 | 0 | 0 |  | 0 | 0 | 0 |  | 0 | Sarath
[5 empty] | Sub-Total |  |  |  | 0 | 0 | 0 |  | 0 | 0 | 0 |  | 0
0
|  |  |  | 162 | Nawadih | 1256500 |  |  | 0 | 0 | 0 |  | 0 | 0 | 0 |  | 0 | Palajori | RE-5
[5 empty] | Sub-Total |  |  |  | 0 | 0 | 0 |  | 0 | 0 | 0 |  | 0
0
|  |  |  | 163 | Thengabad | 1256700 |  |  | 0 | 0 | 0 |  | 0 | 0 | 0 | 3ph | 0.12 | Palajori | RE-5
[5 empty] | Sub-Total |  |  |  | 0 | 0 | 0 |  | 0 | 0 | 0 | 3ph | 0.12
0
|  |  |  | 164 | Ojhadih | 1227200 |  |  | 0 | 0 | 0 |  | 0 | 0 | 0 |  | 0 | Sarath | RE-8
[5 empty] | Sub-Total |  |  |  | 0 | 0 | 0 |  | 0 | 0 | 0 |  | 0
0
|  |  |  | 165 | Taljhari | 1233000 |  |  | 0 | 0 | 0 |  | 0 | 0 | 0 | 3ph | 0.2 | Sarath | RE-7
[5 empty] | Sub-Total |  |  |  | 0 | 0 | 0 |  | 0 | 0 | 0 | 3ph | 0.2
0
|  |  |  | 166 | Barbad | 1248400 |  |  | 2 | 2 | 0 | 1 ph 3 ph | 52 | 2 | 4 | 1 ph 3 ph | 1.2 | Palajori | RE-6
[5 empty] | Bangali Tola |  |  |  | 0 | 0 | 0 |  | 0 | 0 | 0 |  | 0.08
[5 empty] | Sub-Total |  |  |  | 2 | 2 | 0 | 1 ph 3 ph | 52 | 2 | 4 | 1 ph 3 ph | 1.28
0
|  |  |  | 167 | Misardih | 1239300 |  |  | 0 | 0 | 0 |  | 0 | 0 | 0 | 3ph | 0.2 | Sarath | RE-7
[5 empty] | Sub-Total |  |  |  | 0 | 0 | 0 |  | 0 | 0 | 0 | 3ph | 0.2
0
|  |  |  | 168 | Barmasia | 1239800 |  |  | 0 | 0 | 0 |  | 0 | 0 | 0 | 3ph | 0.2 | Sarath | RE-6
[5 empty] | Sub-Total |  |  |  | 0 | 0 | 0 |  | 0 | 0 | 0 | 3ph | 0.2
0
|  |  |  | 169 | Panrua | 1250800 |  |  | 0 | 0 | 0 |  | 0 | 0 | 0 | 3ph | 0.7 | Palajori | RE-5
[5 empty] | Sub-Total |  |  |  | 0 | 0 | 0 |  | 0 | 0 | 0 | 3ph | 0.7
[5 empty] | BLOCK TOTAL |  |  |  | 11 | 13 | 0 |  | 318 | 11.3321 | 27 | 0 | 36.2202
| 8 | Palajori | 8 | 1 | Kachuasoli | 1257800 | Proposed |  | 1 | 0 | 0 | 1ph | 10 | 0.01 | 1 | 1 ph | 0.01 | Palajori | RE#1
[5 empty] | Sub - Total |  | 0 | 0 | 1 | 0 | 0 | 0 | 10 | 0.01 | 1 | 1ph/3ph | 0.01 | Palajori | RE#1
|  |  |  | 2 | Uparbandhi | 1258000 |  |  | 0 | 0 | 0 | 0 | 0 | 0 | 0 | 1ph/3ph | 0.3 | Palajori | RE#1
[5 empty] | Sub - Total |  | 0 | 0 | 0 | 0 | 0 | 0 | 0 | 0 | 0 | 1ph/3ph | 0.3 | Palajori | RE#1
|  |  |  | 3 | Ashana | 1258100 |  |  | 0 | 1 | 0 | 3ph | 16 | 0.01 | 1 | 3ph | 0.8 | Palajori | RE#3
[5 empty] | Uttar Ashana |  |  |  | 0 | 0 | 0 | 0 | 0 | 0 | 0 | 0 |  | Palajori | RE#3
[5 empty] | Sub - Total |  | 0 | 0 | 0 | 1 | 0 | 0 | 16 | 0.01 | 1 | 0 | 0.8 | Palajori | RE#3
|  |  |  | 4 | Nawadih Chaudhari | 1259700 |  |  | 0 | 0 | 0 | 0 | 0 | 0 | 0 | 0 |  | Palajori | RE#1
[5 empty] | Upper Tola |  |  |  | 0 | 0 | 0 | 0 | 0 | 0 | 0 | 0 |  | Palajori | RE#1
[5 empty] | Niche Tola |  |  |  | 0 | 0 | 0 | 0 | 0 | 0 | 0 | 0 |  | Palajori | RE#1
[5 empty] | Sub - Total |  | 0 | 0 | 0 | 0 | 0 | 0 | 0 | 0 | 0 | 0 | 0 | Palajori | RE#1
|  |  |  | 5 | Basgutia | 1262900 |  |  | 0 | 0 | 0 | 0 | 0 | 0 | 0 | 0 |  | Palajori | RE#3
[5 empty] | Upper Tola |  |  |  | 0 | 0 | 0 | 0 | 0 | 0 | 0 | 0 |  | Palajori | RE#3
[5 empty] | Neche Tola |  |  |  | 0 | 0 | 0 | 0 | 0 | 0 | 0 | 0 |  | Palajori | RE#3
[5 empty] | Suri Tola |  |  |  | 0 | 0 | 0 | 0 | 0 | 0 | 0 | 0 |  | Palajori | RE#3
[5 empty] | Santhal Tola |  |  |  | 0 | 0 | 0 | 0 | 0 | 0 | 0 | 0 |  | Palajori | RE#3
[5 empty] | Pahari Tola |  |  |  | 0 | 0 | 0 | 0 | 0 | 0 | 0 | 0 |  | Palajori | RE#3
[5 empty] | Bich Tola |  |  |  | 0 | 0 | 0 | 0 | 0 | 0 | 0 | 0 |  | Palajori | RE#3
[5 empty] | Sub - Total |  | 0 | 0 | 0 | 0 | 0 | 0 | 0 | 0 | 0 | 0 | 0 | Palajori | RE#3
|  |  |  | 6 | Katrasal | 1266200 |  |  | 0 | 0 | 0 | 0 | 0 | 0 | 0 | 0 |  | Palajori | RE#3
[5 empty] | Harijan Tola |  |  |  | 0 | 0 | 0 | 0 | 0 | 0 | 0 | 0 |  | Palajori | RE#3
[5 empty] | Upper Tola |  |  |  | 0 | 0 | 0 | 0 | 0 | 0 | 0 | 0 |  | Palajori | RE#3
[5 empty] | Yadav Tola |  |  |  | 0 | 0 | 0 | 0 | 0 | 0 | 0 | 0 |  | Palajori | RE#3
[5 empty] | Sub - Total |  | 0 | 0 | 0 | 0 | 0 | 0 | 0 | 0 | 0 | 0 | 0 | Palajori | RE#3
|  |  |  | 7 | Dasiodih | 1266400 |  |  | 0 | 0 | 0 | 0 | 0 | 0 | 0 | 0 |  | Palajori | RE#3
[5 empty] | Paharia Tola |  |  |  | 0 | 0 | 0 | 0 | 0 | 0 | 0 | 0 |  | Palajori | RE#3
[5 empty] | Sub - Total |  | 0 | 0 | 0 | 0 | 0 | 0 | 0 | 0 | 0 | 0 | 0 | Palajori | RE#3
|  |  |  | 8 | Bedia | 1266800 |  |  | 0 | 0 | 0 | 0 | 0 | 0 | 0 | 0 |  | Palajori | RE#3
[5 empty] | Bengali Tola |  |  |  | 0 | 0 | 0 | 0 | 0 | 0 | 0 | 0 |  | Palajori | RE#3
[5 empty] | Harijan Tola |  |  |  | 0 | 0 | 0 | 0 | 0 | 0 | 0 | 0 |  | Palajori | RE#3
[5 empty] | Santhal Tola |  |  |  | 0 | 0 | 0 | 0 | 0 | 0 | 0 | 0 |  | Palajori | RE#3
[5 empty] | Neche Tola |  |  |  | 0 | 0 | 0 | 0 | 0 | 0 | 0 | 0 |  | Palajori | RE#3
[5 empty] | Sub - Total |  | 0 | 0 | 0 | 0 | 0 | 0 | 0 | 0 | 0 | 0 | 0 | Palajori | RE#3
|  |  |  | 9 | Palojori | 1267400 |  |  | 0 | 0 | 0 | 0 | 0 | 0 | 0 | 0 |  | Palajori | RE#3
[5 empty] | Harijan Tola |  |  |  | 0 | 0 | 0 | 0 | 0 | 0 | 0 | 0 |  | Palajori | RE#3
[5 empty] | Goverpara & Kumharpara |  |  |  | 2 | 0 | 0 | 1ph | 20 | 0.06 | 2 | 1ph | 0.9 | Palajori | RE#3
[5 empty] | Amrapara |  |  |  | 1 | 0 | 0 | 1ph | 10 | 0.56 | 1 | 1 ph | 0.3 | Palajori | RE#3
[5 empty] | Bathedengal |  |  |  | 0 | 0 | 1 | 3ph | 25 | 0.91 | 1 | 3ph | 0.15 | Palajori | RE#3
[5 empty] | Sub - Total |  | 0 | 0 | 3 | 0 | 1 | 0 | 55 | 1.53 | 4 | 0 | 1.35 | Palajori | RE#3
|  |  |  | 10 | Jamua | 1267500 |  |  | 0 | 0 | 0 | 0 | 0 | 0 | 0 | 0 |  | Palajori | RE#3
[5 empty] | Santhal Tola |  |  |  | 0 | 0 | 0 | 0 | 0 | 0 | 0 | 0 |  | Palajori | RE#3
[5 empty] | Kumhar Tola |  |  |  | 0 | 0 | 0 | 0 | 0 | 0 | 0 | 0 |  | Palajori | RE#3
[5 empty] | Sub - Total |  | 0 | 0 | 0 | 0 | 0 | 0 | 0 | 0 | 0 | 0 | 0 | Palajori | RE#3
|  |  |  | 11 | Bandhdih | 1267900 |  |  | 0 | 0 | 0 | 0 | 0 | 0 | 0 | 0 |  | Palajori | RE#3
[5 empty] | Harijan Tola |  |  |  | 0 | 0 | 0 | 0 | 0 | 0 | 0 | 0 |  | Palajori | RE#3
[5 empty] | Miyan Tola |  |  |  | 0 | 0 | 0 | 0 | 0 | 0 | 0 | 0 |  | Palajori | RE#3
[5 empty] | Bandhdih West |  |  |  | 0 | 0 | 0 | 0 | 0 | 0 | 0 | 0 |  | Palajori | RE#3
[5 empty] | Upper Tola |  |  |  | 0 | 0 | 0 | 0 | 0 | 0 | 0 | 0 |  | Palajori | RE#3
[5 empty] | Neche Tola |  |  |  | 0 | 0 | 0 | 0 | 0 | 0 | 0 | 0 |  | Palajori | RE#3
[5 empty] | Dome Tola |  |  |  | 0 | 0 | 0 | 0 | 0 | 0 | 0 | 0 |  | Palajori | RE#3
[5 empty] | Sub - Total |  | 0 | 0 | 0 | 0 | 0 | 0 | 0 | 0 | 0 | 0 | 0 | Palajori | RE#3
|  |  |  | 12 | Thengadih | 1268000 |  |  | 0 | 0 | 0 | 0 | 0 | 0 | 0 | 0 |  | Palajori | RE#3
[5 empty] | Sub - Total |  | 0 | 0 | 0 | 0 | 0 | 0 | 0 | 0 | 0 | 0 | 0 | Palajori | RE#3
|  |  |  | 13 | Nawadih | 1268100 |  |  | 0 | 0 | 0 | 0 | 0 | 0 | 0 | 0 |  | Palajori | RE#3
[5 empty] | Adivasi Tola |  |  |  | 0 | 0 | 0 | 0 | 0 | 0 | 0 | 3ph | 0.03 | Palajori | RE#3
[5 empty] | Harijan Tola |  |  |  | 0 | 0 | 0 | 0 | 0 | 0 | 0 | 0 |  | Palajori | RE#3
[5 empty] | Nawadih Tola |  |  |  | 0 | 0 | 0 | 0 | 0 | 0 | 0 | 0 |  | Palajori | RE#3
[5 empty] | Sub - Total |  | 0 | 0 | 0 | 0 | 0 | 0 | 0 | 0 | 0 | 3ph | 0.03 | Palajori | RE#3
|  |  |  | 14 | Kumgarha | 1268300 |  |  | 0 | 0 | 0 | 0 | 0 | 0 | 0 | 0 |  | Palajori | RE#3
[5 empty] | Miyan Tola |  |  |  | 0 | 0 | 0 | 0 | 0 | 0 | 0 | 3ph | 0.02 | Palajori | RE#3
[5 empty] | Upper Tola |  |  |  | 0 | 0 | 0 | 0 | 0 | 0 | 0 | 0 |  | Palajori | RE#3
[5 empty] | Neche Tola |  |  |  | 0 | 0 | 0 | 0 | 0 | 0 | 0 | 3ph | 0.06 | Palajori | RE#3
[5 empty] | Sub - Total |  | 0 | 0 | 0 | 0 | 0 | 0 | 0 | 0 | 0 | 3ph | 0.08 | Palajori | RE#3
|  |  |  | 15 | Bhadarpur | 1268900 |  |  | 0 | 0 | 0 | 0 | 0 | 0 | 0 | 3ph | 0.54 | Palajori | RE#3
[5 empty] | Sub - Total |  | 0 | 0 | 0 | 0 | 0 | 0 | 0 | 0 | 0 | 3ph | 0.54 | Palajori | RE#3
|  |  |  | 16 | Matriya | 1269400 |  |  | 0 | 0 | 0 | 0 | 0 | 0 | 0 | 0 |  | Palajori | RE#3
[5 empty] | East Tola |  |  |  | 0 | 0 | 0 | 0 | 0 | 0 | 0 | 0 |  | Palajori | RE#3
[5 empty] | West Tola |  |  |  | 0 | 0 | 0 | 0 | 0 | 0 | 0 | 0 |  | Palajori | RE#3
[5 empty] | Road side Tola |  |  |  | 0 | 0 | 0 | 0 | 0 | 0 | 0 | 0 |  | Palajori | RE#3
[5 empty] | Sub - Total |  | 0 | 0 | 0 | 0 | 0 | 0 | 0 | 0 | 0 | 0 | 0 | Palajori | RE#3
|  |  |  | 17 | Asna | 1272700 |  |  | 0 | 0 | 0 | 0 | 0 | 0 | 0 | 0 |  | Palajori | RE#3
[5 empty] | Muslim Tola |  |  |  | 0 | 0 | 0 | 0 | 0 | 0 | 0 | 0 |  | Palajori | RE#3
[5 empty] | Kol Tola |  |  |  | 0 | 0 | 0 | 0 | 0 | 0 | 0 | 0 |  | Palajori | RE#3
[5 empty] | Singh Tola |  |  |  | 0 | 0 | 0 | 0 | 0 | 0 | 0 | 0 |  | Palajori | RE#3
[5 empty] | Yadav Tola |  |  |  | 0 | 0 | 0 | 0 | 0 | 0 | 0 | 0 |  | Palajori | RE#3
[5 empty] | Adivasi Tola |  |  |  | 0 | 0 | 0 | 0 | 0 | 0 | 0 | 0 |  | Palajori | RE#3
[5 empty] | Sub - Total |  | 0 | 0 | 0 | 0 | 0 | 0 | 0 | 0 | 0 | 0 | 0 | Palajori | RE#3
|  |  |  | 18 | Angbali | 1272800 |  |  | 0 | 0 | 0 | 0 | 0 | 0 | 0 | 0 |  | Palajori | RE#3
[5 empty] | Muslim Tola |  |  |  | 0 | 0 | 0 | 0 | 0 | 0 | 0 | 0 |  | Palajori | RE#3
[5 empty] | Goswami Tola |  |  |  | 0 | 0 | 0 | 0 | 0 | 0 | 0 | 0 |  | Palajori | RE#3
[5 empty] | Harijan Tola |  |  |  | 0 | 0 | 0 | 0 | 0 | 0 | 0 | 0 |  | Palajori | RE#3
[5 empty] | Sub - Total |  | 0 | 0 | 0 | 0 | 0 | 0 | 0 | 0 | 0 | 0 | 0 | Palajori | RE#3
|  |  |  | 19 | Dhawa | 1273000 |  |  | 0 | 0 | 0 | 0 | 0 | 0 | 0 | 0 |  | Palajori | RE#2
[5 empty] | Muslim Tola |  |  |  | 0 | 0 | 0 | 0 | 0 | 0 | 0 | 0 |  | Palajori | RE#2
[5 empty] | Yadav Tola |  |  |  | 0 | 0 | 0 | 0 | 0 | 0 | 0 | 0 |  | Palajori | RE#2
[5 empty] | Charka |  |  |  | 0 | 0 | 0 | 0 | 0 | 0 | 0 | 0 |  | Palajori | RE#2
[5 empty] | Rajwar Tola |  |  |  | 0 | 0 | 0 | 0 | 0 | 0 | 0 | 0 |  | Palajori | RE#2
[5 empty] | Bhumihar Tola |  |  |  | 0 | 0 | 0 | 0 | 0 | 0 | 0 | 0 |  | Palajori | RE#2
[5 empty] | Santhal Tola |  |  |  | 0 | 0 | 0 | 0 | 0 | 0 | 0 | 0 |  | Palajori | RE#2
[5 empty] | Sub - Total |  | 0 | 0 | 0 | 0 | 0 | 0 | 0 | 0 | 0 | 0 | 0 | Palajori | RE#2
|  |  |  | 20 | Basna | 1273200 |  |  | 0 | 0 | 0 | 0 | 0 | 0 | 0 | 3ph | 0.16 | Palajori | RE#2
[5 empty] | Bhima East |  |  |  | 0 | 0 | 0 | 0 | 0 | 0 | 0 | 0 |  | Palajori | RE#2
[5 empty] | Bhima West |  |  |  | 0 | 0 | 0 | 0 | 0 | 0 | 0 | 0 |  | Palajori | RE#2
[5 empty] | Rajwar Tola |  |  |  | 0 | 0 | 0 | 0 | 0 | 0 | 0 | 0 |  | Palajori | RE#2
[5 empty] | Tiwari Tola |  |  |  | 0 | 0 | 0 | 0 | 0 | 0 | 0 | 0 |  | Palajori | RE#2
[5 empty] | Maridangal |  |  |  | 0 | 0 | 0 | 0 | 0 | 0 | 0 | 0 |  | Palajori | RE#2
[5 empty] | Harijan Tola |  |  |  | 0 | 0 | 0 | 0 | 0 | 0 | 0 | 0 |  | Palajori | RE#2
[5 empty] | Bhokta Tola |  |  |  | 0 | 0 | 0 | 0 | 0 | 0 | 0 | 0 |  | Palajori | RE#2
[5 empty] | Sub - Total |  | 0 | 0 | 0 | 0 | 0 | 0 | 0 | 0 | 0 | 3ph | 0.16 | Palajori | RE#2
|  |  |  | 21 | Faram | 1273500 |  |  | 0 | 0 | 0 | 0 | 0 | 0 | 0 | 0 |  | Palajori | RE#2
[5 empty] | Sub - Total |  | 0 | 0 | 0 | 0 | 0 | 0 | 0 | 0 | 0 | 0 | 0 | Palajori | RE#2
|  |  |  | 22 | Bardaha | 1273700 |  |  | 0 | 0 | 0 | 0 | 0 | 0 | 0 | 3ph | 0.18 | Palajori | RE#2
[5 empty] | Rajwari |  |  |  | 0 | 0 | 0 | 0 | 0 | 0 | 0 | 0 |  | Palajori | RE#2
[5 empty] | Santhal |  |  |  | 0 | 0 | 0 | 0 | 0 | 0 | 0 | 0 |  | Palajori | RE#2
[5 empty] | Sub - Total |  | 0 | 0 | 0 | 0 | 0 | 0 | 0 | 0 | 0 | 0 | 0.18 | Palajori | RE#2
|  |  |  | 23 | Raghuadih | 1274100 |  |  | 0 | 0 | 0 | 0 | 0 | 0 | 0 | 3ph | 0.21 | Palajori | RE#3
[5 empty] | Dhanuk Tola |  |  |  | 0 | 0 | 0 | 0 | 0 | 0 | 0 | 0 |  | Palajori | RE#3
[5 empty] | Bengali Tola |  |  |  | 0 | 0 | 0 | 0 | 0 | 0 | 0 | 0 |  | Palajori | RE#3
[5 empty] | Miyan Tola |  |  |  | 0 | 0 | 0 | 0 | 0 | 0 | 0 | 0 |  | Palajori | RE#3
[5 empty] | Mandal Tola |  |  |  | 0 | 0 | 0 | 0 | 0 | 0 | 0 | 0 |  | Palajori | RE#3
[5 empty] | Mahto Tola |  |  |  | 0 | 0 | 0 | 0 | 0 | 0 | 0 | 0 |  | Palajori | RE#3
[5 empty] | Bhuiyar Tola |  |  |  | 0 | 0 | 0 | 0 | 0 | 0 | 0 | 0 |  | Palajori | RE#3
[5 empty] | Sub - Total |  | 0 | 0 | 0 | 0 | 0 | 0 | 0 | 0 | 0 | 3ph | 0.21 | Palajori | RE#3
|  |  |  | 24 | Sarsa | 1274400 |  |  | 0 | 0 | 0 | 0 | 0 | 0 | 0 | 3ph | 0.35 | Palajori | RE#4
[5 empty] | Bengali Tola |  |  |  | 0 | 0 | 0 | 0 | 0 | 0 | 0 | 0 |  | Palajori | RE#4
[5 empty] | Barbri Tola |  |  |  | 0 | 0 | 0 | 0 | 0 | 0 | 0 | 0 |  | Palajori | RE#4
[5 empty] | Das Tola |  |  |  | 0 | 0 | 0 | 0 | 0 | 0 | 0 | 0 |  | Palajori | RE#4
[5 empty] | Sub - Total |  | 0 | 0 | 0 | 0 | 0 | 0 | 0 | 0 | 0 | 0 | 0.35 | Palajori | RE#4
|  |  |  | 25 | Saldaha | 1274600 |  |  | 0 | 0 | 0 | 0 | 0 | 0 | 0 | 0 |  | Palajori | RE#4
[5 empty] | Rana Tola |  |  |  | 0 | 0 | 0 | 0 | 0 | 0 | 0 | 0 |  | Palajori | RE#4
[5 empty] | Sub - Total |  | 0 | 0 | 0 | 0 | 0 | 0 | 0 | 0 | 0 | 0 | 0 | Palajori | RE#4
|  |  |  | 26 | Shekhpura | 1274700 |  |  | 0 | 0 | 0 | 0 | 0 | 0 | 0 | 0 |  | Palajori | RE#4
[5 empty] | Sub - Total |  | 0 | [7 empty] | 0 |  |  | Palajori | RE#4
|  |  |  | 27 | Kusma | 1274800 |  |  | 0 | 0 | 0 | 0 | 0 | 0 | 0 | 0 |  | Palajori | RE#4
[5 empty] | Rajwar Tola |  |  |  | 0 | 0 | 0 | 0 | 0 | 0 | 0 | 0 |  | Palajori | RE#4
[5 empty] | Sub - Total |  | 0 | 0 | 0 | 0 | 0 | 0 | 0 | 0 | 0 | 0 | 0 | Palajori | RE#4
|  |  |  | 28 | Khaga | 1275100 |  |  | 0 | 0 | 0 | 0 | 0 | 0 | 0 | 3ph | 0.04 | Palajori | RE#4
[5 empty] | Road side Tola |  |  |  | 0 | 0 | 0 | 0 | 0 | 0 | 0 | 3ph | 0.06 | Palajori | RE#4
[5 empty] | Suri Tola |  |  |  | 0 | 0 | 0 | 0 | 0 | 0 | 0 | 0 |  | Palajori | RE#4
[5 empty] | Santhal Tola |  |  |  | 0 | 0 | 0 | 0 | 0 | 0 | 0 | 0 |  | Palajori | RE#4
[5 empty] | Panjwar Tola |  |  |  | 0 | 0 | 0 | 0 | 0 | 0 | 0 | 0 |  | Palajori | RE#4
[5 empty] | Sub - Total |  | 0 | 0 | 0 | 0 | 0 | 0 | 0 | 0 | 0 | 0 | 0.1 | Palajori | RE#4
|  |  |  | 29 | Sarkanda | 1275200 |  |  | 0 | 0 | 0 | 0 | 0 | 0 | 0 | 0 |  | Palajori | RE#4
[5 empty] | Upper Tola |  |  |  | 0 | 0 | 0 | 0 | 0 | 0 | 0 | 0 |  | Palajori | RE#4
[5 empty] | Bich Tola |  |  |  | 0 | 0 | 0 | 0 | 0 | 0 | 0 | 0 |  | Palajori | RE#4
[5 empty] | Niche Tola |  |  |  | 0 | 0 | 0 | 0 | 0 | 0 | 0 | 0 |  | Palajori | RE#4
[5 empty] | Sub - Total |  | 0 | 0 | 0 | 0 | 0 | 0 | 0 | 0 | 0 | 0 | 0 | Palajori | RE#4
|  |  |  | 30 | Simlachak Urf Phitkoriya | 1275300 |  |  | 0 | 0 | 0 | 0 | 0 | 0 | 0 | 3ph | 0.13 | Palajori | RE#4
[5 empty] | Sub - Total |  | 0 | 0 | 0 | 0 | 0 | 0 | 0 | 0 | 0 | 0 | 0.13 | Palajori | RE#4
|  |  |  | 31 | Simla | 1275400 |  |  | 0 | 0 | 0 | 0 | 0 | 0 | 0 | 3ph | 0.15 | Palajori | RE#4
[5 empty] | Tikoli Tola |  |  |  | 0 | 0 | 0 | 0 | 0 | 0 | 0 | 0 |  | Palajori | RE#4
[5 empty] | Bich Tola |  |  |  | 0 | 0 | 0 | 0 | 0 | 0 | 0 | 0 |  | Palajori | RE#4
[5 empty] | Damada |  |  |  | 0 | 0 | 0 | 0 | 0 | 0 | 0 | 0 |  | Palajori | RE#4
[5 empty] | Sub - Total |  | 0 | 0 | 0 | 0 | 0 | 0 | 0 | 0 | 0 | 0 | 0.15 | Palajori | RE#4
|  |  |  | 32 | Manpur | 1275500 |  |  | 0 | 0 | 0 | 0 | 0 | 0 | 0 | 0 |  | Palajori | RE#4
[5 empty] | Ray Tola |  |  |  | 0 | 0 | 0 | 0 | 0 | 0 | 0 | 0 |  | Palajori | RE#4
[5 empty] | Sub - Total |  | 0 | 0 | 0 | 0 | 0 | 0 | 0 | 0 | 0 | 0 | 0 | Palajori | RE#4
|  |  |  | 33 | Kanke | 1275700 |  |  | 0 | 0 | 0 | 0 | 0 | 0 | 0 | 0 |  | Palajori | RE#4
[5 empty] | Niche Tola |  |  |  | 0 | 0 | 0 | 0 | 0 | 0 | 0 | 0 |  | Palajori | RE#4
[5 empty] | Santhal Tola |  |  |  | 0 | 1 | 0 | 3ph | 16 | 0.51 | 1 | 3ph | 0.41 | Palajori | RE#4
[5 empty] | Ranendra Tola |  |  |  | 0 | 1 | 0 | 3ph | 16 | 0.5 | 1 | 3ph | 0.12 | Palajori | RE#4
[5 empty] | Mahto Tola |  |  |  | 0 | 0 | 0 | 0 | 0 | 0 | 0 | 0 |  | Palajori | RE#4
[5 empty] | Muslim Tola |  |  |  | 0 | 2 | 0 | 3ph | 32 | 0.45 | 2 | 3ph | 0.28 | Palajori | RE#4
[5 empty] | Sub - Total |  | 0 | 0 | 0 | 4 | 0 | 0 | 64 | 1.46 | 4 | 0 | 0.81 | Palajori | RE#4
|  |  |  | 34 | Parasbani | 1275600 |  |  | 0 | 0 | 0 | 0 | 0 | 0 | 0 | 0 |  | Palajori | RE#4
[5 empty] | Kumhar Tola |  |  |  | 0 | 0 | 0 | 0 | 0 | 0 | 0 | 0 |  | Palajori | RE#4
[5 empty] | Miyan Tola |  |  |  | 0 | 0 | 0 | 0 | 0 | 0 | 0 | 0 |  | Palajori | RE#4
[5 empty] | Sub - Total |  | 0 | 0 | 0 | 0 | 0 | 0 | 0 | 0 | 0 | 0 | 0 | Palajori | RE#4
|  |  |  | 35 | Simla gara | 1276300 |  |  | 0 | 0 | 0 | 0 | 0 | 0 | 0 | 3ph | 0.1 | Palajori | RE#5
[5 empty] | Mukhiya Para |  |  |  | 0 | 3 | 0 | 3ph | 48 | 0.02 | 3 | 3ph | 0.8 | Palajori | RE#5
[5 empty] | Sidha Para |  |  |  | 0 | 0 | 0 | 0 | 0 | 0 | 0 | 0 |  | Palajori | RE#5
[5 empty] | Kashipara |  |  |  | 0 | 0 | 0 | 0 | 0 | 0 | 0 | 0 |  | Palajori | RE#5
[5 empty] | Kharbona Para |  |  |  | 0 | 0 | 0 | 0 | 0 | 0 | 0 | 0 |  | Palajori | RE#5
[5 empty] | Santhal Tola |  |  |  | 0 | 0 | 0 | 0 | 0 | 0 | 0 | 0 |  | Palajori | RE#5
[5 empty] | Shankar Para |  |  |  | 0 | 0 | 0 | 0 | 0 | 0 | 0 | 0 |  | Palajori | RE#5
[5 empty] | Sub - Total |  | 0 | 0 | 0 | 3 | 0 | 0 | 48 | 0.02 | 3 | 0 | 0.9 | Palajori | RE#5
|  |  |  | 36 | Tarabad | 1276500 |  |  | 0 | 0 | 0 | 0 | 0 | 0 | 0 | 0 |  | Palajori | RE#5
[5 empty] | Mahto Tola |  |  |  | 0 | 0 | 0 | 0 | 0 | 0 | 0 | 0 |  | Palajori | RE#5
[5 empty] | Bich Tola |  |  |  | 0 | 0 | 0 | 0 | 0 | 0 | 0 | 0 |  | Palajori | RE#5
[5 empty] | Sub - Total |  |  |  | 0 | 0 | 0 | 0 | 0 | 0 | 0 | 0 |  | Palajori | RE#5
|  |  |  | 37 | Mugabani | 1276600 |  |  | 0 | 0 | 0 | 0 | 0 | 0 | 0 | 0 |  | Palajori | RE#5
[5 empty] | Mahto Tola |  |  |  | 0 | 0 | 0 | 0 | 0 | 0 | 0 | 0 |  | Palajori | RE#5
[5 empty] | Santhal Tola |  |  |  | 0 | 0 | 0 | 0 | 0 | 0 | 0 | 0 |  | Palajori | RE#5
[5 empty] | Sub - Total |  | 0 | 0 | 0 | 0 | 0 | 0 | 0 | 0 | 0 | 0 | 0 | Palajori | RE#5
|  |  |  | 38 | Khan (Mahto Tola) | 1276700 |  |  | 0 | 0 | 0 | 0 | 0 | 0 | 0 | 3ph | 0.08 | Palajori | RE#5
[5 empty] | Sub - Total |  | 0 | 0 | 0 | 0 | 0 | 0 | 0 | 0 | 0 | 0 | 0.08 | Palajori | RE#5
|  |  |  | 39 | Churi Kanali | 1276900 |  |  | 0 | 0 | 0 | 0 | 0 | 0 | 0 | 0 |  | Palajori | RE#5
[5 empty] | Sub - Total |  | 0 | 0 | 0 | 0 | 0 | 0 | 0 | 0 | 0 | 0 | 0 | Palajori | RE#5
|  |  |  | 40 | Jaridih | 1277200 |  |  | 0 | 0 | 0 | 0 | 0 | 0 | 0 | 3ph | 0.15 | Palajori | RE#5
[5 empty] | Sub - Total |  | 0 | 0 | 0 | 0 | 0 | 0 | 0 | 0 | 0 | 0 | 0.15 | Palajori | RE#5
|  |  |  | 41 | Pokhriya | 1277300 |  |  | 0 | 0 | 0 | 0 | 0 | 0 | 0 | 0 |  | Palajori | RE#4
[5 empty] | Mistri Tola |  |  |  | 0 | 0 | 0 | 0 | 0 | 0 | 0 | 0 |  | Palajori | RE#4
[5 empty] | Niche Tola |  |  |  | 0 | 0 | 0 | 0 | 0 | 0 | 0 | 0 |  | Palajori | RE#4
[5 empty] | Sub - Total |  | 0 | 0 | 0 | 0 | 0 | 0 | 0 | 0 | 0 | 0 | 0 | Palajori | RE#4
|  |  |  | 42 | Barjori | 1277600 |  |  | 0 | 0 | 0 | 0 | 0 | 0 | 0 | 0 |  | Palajori | RE#4
[5 empty] | Harijan Tola |  |  |  | 0 | 0 | 0 | 0 | 0 | 0 | 0 | 0 |  | Palajori | RE#4
[5 empty] | Neche Tola |  |  |  | 0 | 0 | 0 | 0 | 0 | 0 | 0 | 0 |  | Palajori | RE#4
[5 empty] | School Tola |  |  |  | 0 | 0 | 0 | 0 | 0 | 0 | 0 | 0 |  | Palajori | RE#4
[5 empty] | Mandal Tola |  |  |  | 0 | 0 | 0 | 0 | 0 | 0 | 0 | 0 |  | Palajori | RE#4
[5 empty] | Sub - Total |  | 0 | 0 | 0 | 0 | 0 | 0 | 0 | 0 | 0 | 0 | 0 | Palajori | RE#4
|  |  |  | 43 | Mohalidih | 1277700 |  |  | 0 | 0 | 0 | 0 | 0 | 0 | 0 | 0 |  | Palajori | RE#4
[5 empty] | Bich Tola |  |  |  | 0 | 0 | 0 | 0 | 0 | 0 | 0 | 0 |  | Palajori | RE#4
[5 empty] | Niche Tola |  |  |  | 0 | 0 | 0 | 0 | 0 | 0 | 0 | 0 |  | Palajori | RE#4
[5 empty] | Sub - Total |  | 0 | 0 | 0 | 0 | 0 | 0 | 0 | 0 | 0 | 0 | 0 | Palajori | RE#4
|  |  |  | 44 | Paharudih | 1277800 |  |  | 0 | 0 | 0 | 0 | 0 | 0 | 0 | 0 |  | Palajori | RE#4
[5 empty] | North |  |  |  | 0 | 0 | 0 | 0 | 0 | 0 | 0 | 0 |  | Palajori | RE#4
[5 empty] | Paheria |  |  |  | 0 | 0 | 0 | 0 | 0 | 0 | 0 | 0 |  | . | RE#4
[5 empty] | Sub - Total |  | 0 | 0 | 0 | 0 | 0 | 0 | 0 | 0 | 0 | 0 | 0 | Palajori | RE#4
|  |  |  | 45 | Upparbandha | 1277900 |  |  | 0 | 0 | 0 | 0 | 0 | 0 | 0 | 3ph | 0.1 | Palajori | RE#4
[5 empty] | Harijan Tola |  |  |  | 0 | 0 | 0 | 0 | 0 | 0 | 0 | 0 |  | Palajori | RE#4
[5 empty] | Purab Tola |  |  |  | 0 | 0 | 0 | 0 | 0 | 0 | 0 | 0 |  | Palajori | RE#4
[5 empty] | Sub - Total |  | 0 | 0 | 0 | 0 | 0 | 0 | 0 | 0 | 0 | 0 | 0.1 | Palajori | RE#4
|  |  |  | 46 | Kenjoria | 1278100 |  |  | 0 | 0 | 0 | 0 | 0 | 0 | 0 | 0 |  | Palajori | RE#4
[5 empty] | Upper Tola |  |  |  | 0 | 0 | 0 | 0 | 0 | 0 | 0 | 0 |  | Palajori | RE#4
[5 empty] | Niche Tola |  |  |  | 0 | 0 | 0 | 0 | 0 | 0 | 0 | 0 |  | Palajori | RE#4
[5 empty] | Sub - Total |  | 0 | 0 | 0 | 0 | 0 | 0 | 0 | 0 | 0 | 0 | 0 | Palajori | RE#4
|  |  |  | 47 | Sagarbanga | 1278200 |  |  | 0 | 0 | 0 | 0 | 0 | 0 | 0 | 0 |  | Palajori | RE#4
[5 empty] | Upper Tola |  |  |  | 0 | 0 | 0 | 0 | 0 | 0 | 0 | 0 |  | Palajori | RE#4
[5 empty] | Niche Tola |  |  |  | 0 | 0 | 0 | 0 | 0 | 0 | 0 | 0 |  | Palajori | RE#4
[5 empty] | Sub - Total |  | 0 | 0 | 0 | 0 | 0 | 0 | 0 | 0 | 0 | 0 | 0 | Palajori | RE#4
|  |  |  | 48 | Chotuadangal | 1278600 |  |  | 0 | 0 | 0 | 0 | 0 | 0 | 0 | 0 |  | Palajori | RE#4
[5 empty] | Bich Tola |  |  |  | 0 | 0 | 0 | 0 | 0 | 0 | 0 | 3ph | 0.04 | Palajori | RE#4
[5 empty] | Upper Tola |  |  |  | 0 | 0 | 0 | 0 | 0 | 0 | 0 | 0 |  | Palajori | RE#4
[5 empty] | Sub - Total |  | 0 | 0 | 0 | 0 | 0 | 0 | 0 | 0 | 0 | 0 | 0.04 | Palajori | RE#4
|  |  |  | 49 | Bisanpur | 1278800 |  |  | 0 | 0 | 0 | 0 | 0 | 0 | 0 | 0 |  | Palajori | RE#4
[5 empty] | Harijan Tola |  |  |  | 0 | 0 | 0 | 0 | 0 | 0 | 0 | 0 |  | Palajori | RE#4
[5 empty] | Sub - Total |  | 0 | 0 | 0 | 0 | 0 | 0 | 0 | 0 | 0 | 0 | 0 | Palajori | RE#4
|  |  |  | 50 | Kalipur | 1278900 |  |  | 0 | 0 | 0 | 0 | 0 | 0 | 0 | 0 |  | Palajori | RE#4
[5 empty] | Yadav Tola |  |  |  | 0 | 0 | 0 | 0 | 0 | 0 | 0 | 0 |  | Palajori | RE#4
[5 empty] | Sub - Total |  | 0 | 0 | 0 | 0 | 0 | 0 | 0 | 0 | 0 | 0 | 0 | Palajori | RE#4
|  |  |  | 51 | Jagdishpur | 1279000 |  |  | 0 | 0 | 0 | 0 | 0 | 0 | 0 | 0 |  | Palajori | RE#4
[5 empty] | Sub - Total |  | 0 | 0 | 0 | 0 | 0 | 0 | 0 | 0 | 0 | 0 | 0 | Palajori | RE#4
|  |  |  | 52 | Simla | 1279300 |  |  | 0 | 0 | 0 | 0 | 0 | 0 | 0 | 0 |  | Palajori | RE#4
[5 empty] | Khet Dangal |  |  |  | 0 | 0 | 0 | 0 | 0 | 0 | 0 | 0 |  | Palajori | RE#4
[5 empty] | Mohani Tola |  |  |  | 0 | 0 | 0 | 0 | 0 | 0 | 0 | 0 |  | Palajori | RE#4
[5 empty] | Check Tola |  |  |  | 0 | 0 | 0 | 0 | 0 | 0 | 0 | 0 |  | Palajori | RE#4
[5 empty] | Sub - Total |  | 0 | 0 | 0 | 0 | 0 | 0 | 0 | 0 | 0 | 0 | 0 | Palajori | RE#4
|  |  |  | 53 | Mahtodih | 1279600 |  |  | 0 | 0 | 0 | 0 | 0 | 0 | 0 | 3ph | 0.13 | Palajori | RE#4
[5 empty] | Harijan Tola |  |  |  | 0 | 0 | 0 | 0 | 0 | 0 | 0 | 0 |  | Palajori | RE#4
[5 empty] | Yadav Tola |  |  |  | 0 | 0 | 0 | 0 | 0 | 0 | 0 | 0 |  | Palajori | RE#4
[5 empty] | Sub - Total |  | 0 | 0 | 0 | 0 | 0 | 0 | 0 | 0 | 0 | 0 | 0.13 | Palajori | RE#4
|  |  |  | 54 | Hartopa | 1279900 |  |  | 0 | 0 | 0 | 0 | 0 | 0 | 0 | 3ph | 0.06 | Palajori | RE#4
[5 empty] | Kalimadir Tola |  |  |  | 0 | 0 | 0 | 0 | 0 | 0 | 0 | 0 |  | Palajori | RE#4
[5 empty] | Mandal Tola |  |  |  | 0 | 0 | 0 | 0 | 0 | 0 | 0 | 0 |  | Palajori | RE#4
[5 empty] | Sub - Total |  | 0 | 0 | 0 | 0 | 0 | 0 | 0 | 0 | 0 | 0 | 0.06 | Palajori | RE#4
|  |  |  | 55 | Babupur | 1280000 |  |  | 0 | 0 | 0 | 0 | 0 | 0 | 0 | 3ph | 0.9 | Palajori | RE#4
[5 empty] | Chumalyara |  |  |  | 0 | 0 | 0 | 0 | 0 | 0 | 0 | 0 |  | Palajori | RE#4
[5 empty] | Kol Tola |  |  |  | 0 | 0 | 0 | 0 | 0 | 0 | 0 | 0 |  | Palajori | RE#4
[5 empty] | Santhal Tola |  |  |  | 0 | 0 | 0 | 0 | 0 | 0 | 0 | 0 |  | Palajori | RE#4
[5 empty] | Sub - Total |  | 0 | 0 | 0 | 0 | 0 | 0 | 0 | 0 | 0 | 0 | 0.9 | Palajori | RE#4
|  |  |  | 56 | Johardaha | 1280100 |  |  | 0 | 0 | 0 | 0 | 0 | 0 | 0 | 3ph | 1.2 | Palajori | RE#5
[5 empty] | Santhal Tola |  |  |  | 0 | 0 | 0 | 0 | 0 | 0 | 0 | 0 |  | Palajori | RE#5
[5 empty] | Sub - Total |  | 0 | 0 | 0 | 0 | 0 | 0 | 0 |  | 0 | 0 |  | Palajori | RE#5
|  |  |  | 57 | Kori Jamunia | 1280300 |  |  | 0 | 0 | 0 | 0 | 0 | 0 | 0 | 3ph | 0.86 | Palajori | RE#5
[5 empty] | Harijan Tola |  |  |  | 0 | 0 | 0 | 0 | 0 |  | 0 | 0 |  | Palajori | RE#5
[5 empty] | Santhal Tola |  |  |  | 0 | 0 | 0 | 0 | 0 |  | 0 | 0 |  | Palajori | RE#5
[5 empty] | Sub - Total |  | 0 | 0 | 0 | 0 | 0 | 0 | 0 | 0 | 0 | 0 | 0.86 | Palajori | RE#5
|  |  |  | 58 | Kumardani | 1280500 |  |  | 0 | 0 | 0 | 0 | 0 | 0 | 0 | 3ph | 0.07 | Palajori | RE#5
[5 empty] | Chunkapara |  |  |  | 0 | 0 | 0 | 0 | 0 |  | 0 | 0 |  | Palajori | RE#5
[5 empty] | Sub - Total |  | 0 | 0 | 0 | 0 | 0 | 0 | 0 | 0 | 0 | 0 | 0.07 | Palajori | RE#5
|  |  |  | 59 | Banskuffi | 1280600 |  |  | 0 | 0 | 0 | 0 | 0 | 0 | 0 | 0 |  | Palajori | RE#5
[5 empty] | Dhawa Tola |  |  |  | 0 | 0 | 0 | 0 | 0 |  | 0 | 0 |  | Palajori | RE#5
[5 empty] | Mandal Tola |  |  |  | 0 | 0 | 0 | 0 | 0 |  | 0 | 0 |  | Palajori | RE#5
[5 empty] | Sub - Total |  | 0 |  | 0 | 0 | 0 | 0 | 0 |  | 0 | 0 |  | Palajori | RE#5
|  |  |  | 60 | Sarsabad | 1281700 |  |  | 0 | 0 | 0 | 0 | 0 | 0 | 0 | 0 |  | Palajori | RE#5
[5 empty] | Miyan Tola |  |  |  | 0 | 0 | 0 | 0 | 0 |  | 0 | 3ph | 0.15 | Palajori | RE#5
[5 empty] | Sub - Total |  | 0 | 0 | 0 | 0 | 0 | 0 | 0 | 0 | 0 | 0 | 0.15 | Palajori | RE#5
|  |  |  | 61 | Baliapur | 1281800 |  |  | 0 | 0 | 0 | 0 | 0 |  | 0 | 0 |  | Palajori | RE#4
[5 empty] | Harijan Tola |  |  |  | 0 | 0 | 0 | 0 | 0 | 0 | 0 | 0 |  | Palajori | RE#4
[5 empty] | Mahto Tola |  |  |  | 0 | 0 | 0 | 0 | 0 |  | 0 | 0 |  | Palajori | RE#4
[5 empty] | Miyan Tola |  |  |  | 0 | 0 | 0 | 0 | 0 |  | 0 | 0 |  | Palajori | RE#4
[5 empty] | Sub - Total |  | 0 | 0 | 0 | 0 | 0 | 0 | 0 | 0 | 0 | 0 | 0 | Palajori | RE#4
|  |  |  | 62 | Henladih | 1282100 |  |  | 0 | 0 | 0 | 0 | 0 | 0 | 0 | 3ph | 0.66 | Palajori | RE#4
[5 empty] | East Tola |  |  |  | 0 | 0 | 0 | 0 | 0 |  | 0 | 0 |  | Palajori | RE#4
[5 empty] | Sub - Total |  | 0 |  | 0 | 0 | 0 | 0 | 0 |  | 0 | 0 |  | Palajori | RE#4
|  |  |  | 63 | Kunj boni | 1282400 |  |  | 0 | 0 | 0 | 0 | 0 |  | 0 | 3ph | 0.43 | Palajori | RE#4
[5 empty] | Sub - Total |  | 0 | 0 | 0 | 0 | 0 | 0 | 0 | 0 | 0 | 0 | 0.43 | Palajori | RE#4
|  |  |  | 64 | Asanbani | 1282500 |  |  | 0 | 0 | 0 | 0 | 0 |  | 0 | 3ph | 0.01 | Palajori | RE#4
[5 empty] | Kurmi Tola |  |  |  | 0 | 0 | 0 | 0 | 0 |  | 0 | 0 |  | Palajori | RE#4
[5 empty] | Sub - Total |  | 0 | 0 | 0 | 0 | 0 | 0 | 0 | 0 | 0 | 3ph | 0.01 | Palajori | RE#4
|  |  |  | 65 | Palajori | 1282700 |  |  | 0 | 0 | 0 | 0 | 0 | 0 | 0 | 0 | 0 | Palajori | RE#4
[5 empty] | Harijan Tola |  |  |  | 0 | 0 | 0 | 0 | 0 |  | 0 | 0 | 0 | Palajori | RE#4
[5 empty] | Bhuiya Tola |  |  |  | 0 | 0 | 0 | 0 | 0 |  | 0 | 0 | 0 | Palajori | RE#4
[5 empty] | Sub - Total |  | 0 | 0 | 0 | 0 | 0 | 0 | 0 | 0 | 0 | 0 | 0 | Palajori | RE#4
|  |  |  | 66 | Shri Ram Tola | 1282800 |  |  | 2 | 0 | 0 | 1ph | 20 | 0.11 | 2 | 1ph | 0.06 | Palajori | RE#4
[5 empty] | Santhal Tola |  |  |  | 0 | 0 | 0 | 0 | 0 |  | 0 | 0 |  | Palajori | RE#4
[5 empty] | Bich Tola |  |  |  | 0 | 0 | 0 | 0 | 0 |  | 0 | 0 |  | Palajori | RE#4
[5 empty] | Sub - Total |  | 0 | 0 | 2 | 0 | 0 | 0 | 20 | 0.11 | 2 | 0 | 0.06 | Palajori | RE#4
|  |  |  | 67 | Ghormara | 1283000 |  |  | 0 | 0 | 0 | 0 | 0 | 0 | 0 | 3ph | 0.15 | Palajori | RE#4
[5 empty] | Santhal Tola |  |  |  | 0 | 0 | 0 | 0 | 0 |  | 0 | 0 |  | Palajori | RE#4
[5 empty] | Sub - Total |  | 0 | 0 | 0 | 0 | 0 | 0 | 0 | 0 | 0 | 0 | 0.15 | Palajori | RE#4
|  |  |  | 68 | Kunjjora | 1283700 |  |  | 0 | 0 | 0 | 0 | 0 |  | 0 | 0 |  | Palajori | RE#4
[5 empty] | Mandal Tola |  |  |  | 0 | 0 | 0 | 0 | 0 |  | 0 | 0 |  | Palajori | RE#4
[5 empty] | Harijan Tola |  |  |  | 0 | 0 | 0 | 0 | 0 |  | 0 | 0 |  | Palajori | RE#4
[5 empty] | Mahto Tola |  |  |  | 0 | 0 | 0 | 0 | 0 |  | 0 | 0 |  | Palajori | RE#4
[5 empty] | Kumhar Tola |  |  |  | 0 | 0 | 0 | 0 | 0 |  | 0 | 0 |  | Palajori | RE#4
[5 empty] | Delther Tola |  |  |  | 0 | 0 | 0 | 0 | 0 |  | 0 | 0 |  | Palajori | RE#4
[5 empty] | Sub - Total |  | 0 | 0 | 0 | 0 | 0 | 0 | 0 | 0 | 0 | 0 | 0 | Palajori | RE#4
|  |  |  | 69 | Siljoria | 1284000 |  |  | 0 | 0 | 0 | 0 | 0 | 0 | 0 | 0 | 0 | Palajori | RE#4
[5 empty] | Sanhal Tola1 |  |  |  | 0 | 0 | 0 | 0 | 0 |  | 0 | 0 | 0 | Palajori | RE#4
[5 empty] | Sanhal Tola2 |  |  |  | 0 | 0 | 0 | 0 | 0 |  | 0 | 0 | 0 | Palajori | RE#4
[5 empty] | Sub - Total |  | 0 | 0 | 0 | 0 | 0 | 0 | 0 | 0 | 0 | 0 | 0 | Palajori | RE#4
|  |  |  | 70 | Bholi | 1281100 |  |  | 0 | 0 | 0 | 0 | 0 |  | 0 | 3ph | 0.65 | Palajori | RE#5
[5 empty] | South Tola |  |  |  | 0 | 0 | 0 | 0 | 0 |  | 0 | 0 |  | Palajori | RE#5
[5 empty] | North Tola |  |  |  | 0 | 0 | 0 | 0 | 0 |  | 0 | 0 |  | Palajori | RE#5
[5 empty] | Sub-Total |  | 0 | 0 | 0 | 0 | 0 | 0 | 0 | 0 | 0 | 0 | 0.65 | Sarath | RE#5
[5 empty] | BLOCK TOTAL |  |  |  | 6 | 8 | 1 | 0 | 213 | 3.14 | 15 | 0 | 10.87
[5 empty] | GRAND TOTAL |  |  |  | 50 | 51 | 5 |  | 1428 | 51.0941 | 183 |  | 192.8572

## D5
Scheme Proposal : Village-wise category-wise proposed no. of connections
State : Jharkhand
Name of District & Census Code : |  |  | DEOGHAR | [6 empty] | Scheme Code No. :
Sr. No. | Name of Block | Census Code (2001) | Sr.No. (Village) | Name of Village / Habitaion (Hamlet / dhani / Majra / kara / Dalit Basti) | Census Code (2001) | Proposed No. of Connection and Connected Load
[6 empty] | Domestic (Other than BPL) |  | Domestic (BPL) |  | Commercial |  | Agriculture |  | Small Industries |  | Others (Relig. Places) |  | Total
[6 empty] | No. | KW | No. | KW | No. | KW | No. | KW | No. | KW | No. | KW | No. | KW
1 | 2 | 3 | 4 | 5 | 6 | 7 | 8 | 9 | 10 | 11 | 12 | 13 | 14 | 15 | 16 | 17 | 18 | 19 | 20
1 | Deoghar | 1 | 1 | Bishunpur | 1015700 | 0 | 0 | 0 | 0 | 0 | 0 | 0 | 0 | 0 | 0 | 1 | 1 | 1 | 1
|  |  |  | Harijan Tola |  | 0 | 0 | 0 | 0 | 0 | 0 | 0 | 0 | 0 | 0 | 0 | 0 | 0 | 0
|  |  |  | Sub-Total |  | 0 | 0 | 0 | 0 | 0 | 0 | 0 | 0 | 0 | 0 | 1 | 1 | 1 | 1
|  |  | 2 | Garjora ( Manjhi Tola) | 1015900 | 0 | 0 | 2 | 0.08 | 0 | 0 | 0 | 0 | 0 | 0 | 1 | 1 | 3 | 1.08
|  |  |  | Tomti Tola |  | 0 | 0 | 4 | 0.16 | 0 | 0 | 0 | 0 | 0 | 0 | 1 | 1 | 5 | 1.16
|  |  |  | Jamuniya Tola |  | 0 | 0 | 2 | 0.08 | 0 | 0 | 0 | 0 | 0 | 0 | 1 | 1 | 3 | 1.08
|  |  |  | Rajput Tola |  | 0 | 0 | 0 | 0 | 0 | 0 | 0 | 0 | 0 | 0 | 0 | 0 | 0 | 0
|  |  |  | Mandal Tola |  | 0 | 0 | 0 | 0 | 0 | 0 | 0 | 0 | 0 | 0 | 0 | 0 | 0 | 0
|  |  |  | Sub-Total |  | 0 | 0 | 8 | 0.32 | 0 | 0 | 0 | 0 | 0 | 0 | 3 | 3 | 11 | 3.32
|  |  | 3 | Kerankathi (Harijan Tola) | 1016000 | 0 | 0 | 1 | 0.04 | 0 | 0 | 0 | 0 | 0 | 0 | 0 | 0 | 1 | 0.04
|  |  |  | Das Tola |  | 0 | 0 | 1 | 0.04 | 0 | 0 | 0 | 0 | 0 | 0 | 0 | 0 | 1 | 0.04
|  |  |  | Meol tola |  | 0 | 0 | 0 | 0 | 0 | 0 | 0 | 0 | 0 | 0 | 0 | 0 | 0 | 0
|  |  |  | Yadav Tola-I |  | 0 | 0 | 2 | 0.08 | 0 | 0 | 0 | 0 | 0 | 0 | 0 | 0 | 2 | 0.08
|  |  |  | Yadav Tola-II |  | 0 | 0 | 0 | 0 | 0 | 0 | 0 | 0 | 0 | 0 | 0 | 0 | 0 | 0
|  |  |  | Harijan Tola-II |  | 0 | 0 | 0 | 0 | 0 | 0 | 0 | 0 | 0 | 0 | 0 | 0 | 0 | 0
|  |  |  | Singh Tola |  | 0 | 0 | 0 | 0 | 0 | 0 | 0 | 0 | 0 | 0 | 0 | 0 | 0 | 0
|  |  |  | Sub-Total |  | 0 | 0 | 4 | 0.16 | 0 | 0 | 0 | 0 | 0 | 0 | 0 | 0 | 4 | 0.16
|  |  | 4 | Badiya (Harijan Tola ) | 1016100 | 0 | 0 | 3 | 0.12 | 0 | 0 | 0 | 0 | 0 | 0 | 0 | 0 | 3 | 0.12
|  |  |  | Pathak Tola |  | 0 | 0 | 0 | 0 | 0 | 0 | 0 | 0 | 0 | 0 | 0 | 0 | 0 | 0
|  |  |  | Machna Tola |  | 0 | 0 | 0 | 0 | 0 | 0 | 0 | 0 | 0 | 0 | 0 | 0 | 0 | 0
|  |  |  | Santhal Tola |  | 0 | 0 | 0 | 0 | 0 | 0 | 0 | 0 | 0 | 0 | 0 | 0 | 0 | 0
|  |  |  | Sub-Total |  | 0 | 0 | 3 | 0.12 | 0 | 0 | 0 | 0 | 0 | 0 | 0 | 0 | 3 | 0.12
|  |  | 5 | Ghatiyari( Bhumiyar Tola) | 1016200 | 0 | 0 | 4 | 0.16 | 0 | 0 | 0 | 0 | 0 | 0 | 0 | 0 | 4 | 0.16
|  |  |  | Muhamdan Tola |  | 0 | 0 | 0 | 0 | 0 | 0 | 0 | 0 | 0 | 0 | 0 | 0 | 0 | 0
|  |  |  | Sub-Total |  | 0 | 0 | 4 | 0.16 | 0 | 0 | 0 | 0 | 0 | 0 | 0 | 0 | 4 | 0.16
|  |  | 6 | Banka (Upper Tola) | 1016800 | 0 | 0 | 3 | 0.12 | 0 | 0 | 0 | 0 | 0 | 0 | 1 | 1 | 4 | 1.12
|  |  |  | Pandit Tola |  | 0 | 0 | 0 | 0 | 0 | 0 | 0 | 0 | 0 | 0 | 0 | 0 | 0 | 0
|  |  |  | Niche Tola |  | 0 | 0 | 2 | 0.08 | 0 | 0 | 0 | 0 | 0 | 0 | 1 | 1 | 3 | 1.08
|  |  |  | Sub-Total |  | 0 | 0 | 5 | 0.2 | 0 | 0 | 0 | 0 | 0 | 0 | 2 | 2 | 7 | 2.2
|  |  | 7 | Nilaiya | 1017300 | 0 | 0 | 0 | 0 | 0 | 0 | 0 | 0 | 0 | 0 | 2 | 2 | 2 | 2
|  |  |  | Sub-Total |  | 0 | 0 | 0 | 0 | 0 | 0 | 0 | 0 | 0 | 0 | 2 | 2 | 2 | 2
|  |  | 8 | Jetutanr | 1017400 | 0 | 0 | 0 | 0 | 0 | 0 | 0 | 0 | 0 | 0 | 1 | 1 | 1 | 1
|  |  |  | Sub-Total |  | 0 | 0 | 0 | 0 | 0 | 0 | 0 | 0 | 0 | 0 | 1 | 1 | 1 | 1
|  |  | 9 | (Niche Tola ) | 1017500 | 0 | 0 | 6 | 0.24 | 0 | 0 | 0 | 0 | 0 | 0 | 0 | 0 | 6 | 0.24
|  |  |  | Uper Tola |  | 0 | 0 | 10 | 0.4 | 0 | 0 | 0 | 0 | 0 | 0 | 3 | 3 | 13 | 3.4
|  |  |  | Sikdardih |  | 0 | 0 | 0 | 0 | 0 | 0 | 0 | 0 | 0 | 0 | 1 | 1 | 1 | 1
|  |  |  | Sub-Total |  | 0 | 0 | 16 | 0.64 | 0 | 0 | 0 | 0 | 0 | 0 | 4 | 4 | 20 | 4.64
|  |  | 10 | Madhopur (Barnwal Tola) | 1017600 | 0 | 0 | 0 | 0 | 0 | 0 | 0 | 0 | 0 | 0 | 3 | 3 | 3 | 3
|  |  |  | Mandal Tola |  | 0 | 0 | 0 | 0 | 0 | 0 | 0 | 0 | 0 | 0 | 1 | 1 | 1 | 1
|  |  |  | Yadav Tola |  | 0 | 0 | 0 | 0 | 0 | 0 | 0 | 0 | 0 | 0 | 1 | 1 | 1 | 1
|  |  |  | Harijan Tola |  | 0 | 0 | 0 | 0 | 0 | 0 | 0 | 0 | 0 | 0 | 0 | 0 | 0 | 0
|  |  |  | Sub-Total |  | 0 | 0 | 0 | 0 | 0 | 0 | 0 | 0 | 0 | 0 | 5 | 5 | 5 | 5
|  |  | 11 | Manikpur (Mohali Tola) | 1017800 | 0 | 0 | 2 | 0.08 | 0 | 0 | 0 | 0 | 0 | 0 | 0 | 0 | 2 | 0.08
|  |  |  | Yadav Tola |  | 0 | 0 | 3 | 0.12 | 0 | 0 | 0 | 0 | 0 | 0 | 0 | 0 | 3 | 0.12
|  |  |  | Sharma Tola |  | 0 | 0 | 5 | 0.2 | 0 | 0 | 0 | 0 | 0 | 0 | 0 | 0 | 5 | 0.2
|  |  |  | Sub-Total |  | 0 | 0 | 10 | 0.4 | 0 | 0 | 0 | 0 | 0 | 0 | 0 | 0 | 10 | 0.4
|  |  | 12 | Kutabandh | 1018000 | 0 | 0 | 6 | 0.24 | 0 | 0 | 0 | 0 | 0 | 0 | 2 | 2 | 8 | 2.24
|  |  |  | Sub-Total |  | 0 | 0 | 6 | 0.24 | 0 | 0 | 0 | 0 | 0 | 0 | 2 | 2 | 8 | 2.24
|  |  | 13 | Kobidih | 1018100 | 0 | 0 | 0 | 0 | 0 | 0 | 0 | 0 | 0 | 0 | 6 | 6 | 6 | 6
|  |  |  | Sub-Total |  | 0 | 0 | 0 | 0 | 0 | 0 | 0 | 0 | 0 | 0 | 6 | 6 | 6 | 6
|  |  | 14 | Andrigadar | 1018200 | 0 | 0 | 10 | 0.4 | 0 | 0 | 0 | 0 | 0 | 0 | 4 | 4 | 14 | 4.4
|  |  |  | Sub-Total |  | 0 | 0 | 10 | 0.4 | 0 | 0 | 0 | 0 | 0 | 0 | 4 | 4 | 14 | 4.4
|  |  | 15 | Khori pandan (Uper Tola) | 1018500 | 0 | 0 | 0 | 0 | 0 | 0 | 0 | 0 | 0 | 0 | 1 | 1 | 1 | 1
|  |  |  | Bitch Tola |  | 0 | 0 | 4 | 0.16 | 0 | 0 | 0 | 0 | 0 | 0 | 1 | 1 | 5 | 1.16
|  |  |  | Harijan Tola |  | 0 | 0 | 4 | 0.16 | 0 | 0 | 0 | 0 | 0 | 0 | 0 | 0 | 4 | 0.16
|  |  |  | Das Tola |  | 0 | 0 | 4 | 0.16 | 0 | 0 | 0 | 0 | 0 | 0 | 3 | 3 | 7 | 3.16
|  |  |  | Sub-Total |  | 0 | 0 | 12 | 0.48 | 0 | 0 | 0 | 0 | 0 | 0 | 5 | 5 | 17 | 5.48
|  |  | 16 | Nansukwatola | 1018700 | 0 | 0 | 0 | 0 | 0 | 0 | 0 | 0 | 0 | 0 | 1 | 1 | 1 | 1
|  |  |  | Sub-Total |  | 0 | 0 | 0 | 0 | 0 | 0 | 0 | 0 | 0 | 0 | 1 | 1 | 1 | 1
|  |  | 17 | Harkata | 1019600 | 0 | 0 | 0 | 0 | 0 | 0 | 0 | 0 | 0 | 0 | 5 | 5 | 5 | 5
|  |  |  | Niche Tola |  | 0 | 0 | 0 | 0 | 0 | 0 | 0 | 0 | 0 | 0 | 0 | 0 | 0 | 0
|  |  |  | Belwatar Tola |  | 0 | 0 | 1 | 0.04 | 0 | 0 | 0 | 0 | 0 | 0 | 1 | 1 | 2 | 1.04
|  |  |  | Sub-Total |  | 0 | 0 | 1 | 0.04 | 0 | 0 | 0 | 0 | 0 | 0 | 6 | 6 | 7 | 6.04
|  |  | 18 | Basakola | 1021400 | 0 | 0 | 0 | 0 | 0 | 0 | 0 | 0 | 0 | 0 | 3 | 3 | 3 | 3
|  |  |  | Yadav Tola |  | 0 | 0 | 4 | 0.16 | 0 | 0 | 0 | 0 | 0 | 0 | 0 | 0 | 4 | 0.16
|  |  |  | Das Tola |  | 0 | 0 | 10 | 0.4 | 0 | 0 | 0 | 0 | 0 | 0 | 0 | 0 | 10 | 0.4
|  |  |  | Nuniya Tola |  | 0 | 0 | 4 | 0.16 | 0 | 0 | 0 | 0 | 0 | 0 | 3 | 3 | 7 | 3.16
|  |  |  | Sub-Total |  | 0 | 0 | 18 | 0.72 | 0 | 0 | 0 | 0 | 0 | 0 | 6 | 6 | 24 | 6.72
|  |  | 19 | Bhagwanpur (Sha Tola) | 1021500 | 0 | 0 | 0 | 0 | 0 | 0 | 0 | 0 | 0 | 0 | 3 | 3 | 3 | 3
|  |  |  | Upper Tola |  | 0 | 0 | 0 | 0 | 0 | 0 | 0 | 0 | 0 | 0 | 1 | 1 | 1 | 1
|  |  |  | Yadav Tola |  | 0 | 0 | 0 | 0 | 0 | 0 | 0 | 0 | 0 | 0 | 0 | 0 | 0 | 0
|  |  |  | Sub-Total |  | 0 | 0 | 0 | 0 | 0 | 0 | 0 | 0 | 0 | 0 | 4 | 4 | 4 | 4
|  |  | 20 | Joruadih (Mahato Tola) | 1021700 | 0 | 0 | 0 | 0 | 0 | 0 | 0 | 0 | 0 | 0 | 2 | 2 | 2 | 2
|  |  |  | Uper Tola |  | 0 | 0 | 0 | 0 | 0 | 0 | 0 | 0 | 0 | 0 | 0 | 0 | 0 | 0
|  |  |  | Sub-Total |  | 0 | 0 | 0 | 0 | 0 | 0 | 0 | 0 | 0 | 0 | 2 | 2 | 2 | 2
|  |  | 21 | Patharia | 1021900 | 0 | 0 | 1 | 0.04 | 0 | 0 | 0 | 0 | 0 | 0 | 3 | 3 | 4 | 3.04
|  |  |  | Sub-Total |  | 0 | 0 | 1 | 0.04 | 0 | 0 | 0 | 0 | 0 | 0 | 3 | 3 | 4 | 3.04
|  |  | 22 | Punasi (Pasman Tola) | 1022000 | 0 | 0 | 1 | 0.04 | 0 | 0 | 0 | 0 | 0 | 0 | 1 | 1 | 2 | 1.04
|  |  |  | Dom Tola |  | 0 | 0 | 0 | 0 | 0 | 0 | 0 | 0 | 0 | 0 | 0 | 0 | 0 | 0
|  |  |  | Babu Tola |  | 0 | 0 | 0 | 0 | 0 | 0 | 0 | 0 | 0 | 0 | 4 | 4 | 4 | 4
|  |  |  | Ramani Tola |  | 0 | 0 | 2 | 0.08 | 0 | 0 | 0 | 0 | 0 | 0 | 1 | 1 | 3 | 1.08
|  |  |  | Sub-Total |  | 0 | 0 | 3 | 0.12 | 0 | 0 | 0 | 0 | 0 | 0 | 6 | 6 | 9 | 6.12
|  |  | 23 | Tetariya (Bora Tola) | 1022100 | 0 | 0 | 10 | 0.4 | 0 | 0 | 0 | 0 | 0 | 0 | 0 | 0 | 10 | 0.4
|  |  |  | Muslim Tola |  | 0 | 0 | 0 | 0 | 0 | 0 | 0 | 0 | 0 | 0 | 4 | 4 | 4 | 4
|  |  |  | Sub-Total |  | 0 | 0 | 10 | 0.4 | 0 | 0 | 0 | 0 | 0 | 0 | 4 | 4 | 14 | 4.4
|  |  | 24 | Liludi (Upper Tola) | 1022600 | 0 | 0 | 0 | 0 | 0 | 0 | 0 | 0 | 0 | 0 | 1 | 1 | 1 | 1
|  |  |  | Niche Tola |  | 0 | 0 | 1 | 0.04 | 0 | 0 | 0 | 0 | 0 | 0 | 2 | 2 | 3 | 2.04
|  |  |  | Sub-Total |  | 0 | 0 | 1 | 0.04 | 0 | 0 | 0 | 0 | 0 | 0 | 3 | 3 | 4 | 3.04
|  |  | 25 | Majhiana | 1023800 | 0 | 0 | 11 | 0.44 | 0 | 0 | 0 | 0 | 0 | 0 | 1 | 1 | 12 | 1.44
|  |  |  | Sub-Total |  | 0 | 0 | 11 | 0.44 | 0 | 0 | 0 | 0 | 0 | 0 | 1 | 1 | 12 | 1.44
|  |  | 26 | (Gatwal Tola) | 1024000 | 0 | 0 | 3 | 0.12 | 0 | 0 | 0 | 0 | 0 | 0 | 3 | 3 | 6 | 3.12
|  |  |  | Singhjori |  | 0 | 0 | 0 | 0 | 0 | 0 | 0 | 0 | 0 | 0 | 0 | 0 | 0 | 0
|  |  |  | Ramani Tola |  | 0 | 0 | 1 | 0.04 | 0 | 0 | 0 | 0 | 0 | 0 | 2 | 2 | 3 | 2.04
|  |  |  | Santhal Tola |  | 0 | 0 | 0 | 0 | 0 | 0 | 0 | 0 | 0 | 0 | 0 | 0 | 0 | 0
|  |  |  | Sub-Total |  | 0 | 0 | 4 | 0.16 | 0 | 0 | 0 | 0 | 0 | 0 | 5 | 5 | 9 | 5.16
|  |  | 27 | Barwa (Harijan Tola) | 1024100 | 0 | 0 | 8 | 0.32 | 0 | 0 | 0 | 0 | 0 | 0 | 3 | 3 | 11 | 3.32
|  |  |  | Kumhar Tola |  | 0 | 0 | 5 | 0.2 | 0 | 0 | 0 | 0 | 0 | 0 | 0 | 0 | 5 | 0.2
|  |  |  | Vokta Tola |  | 0 | 0 | 4 | 0.16 | 0 | 0 | 0 | 0 | 0 | 0 | 0 | 0 | 4 | 0.16
|  |  |  | Sub-Total |  | 0 | 0 | 17 | 0.68 | 0 | 0 | 0 | 0 | 0 | 0 | 3 | 3 | 20 | 3.68
|  |  | 28 | Digharia | 1024200 | 0 | 0 | 0 | 0 | 0 | 0 | 0 | 0 | 0 | 0 | 1 | 1 | 1 | 1
|  |  |  | Paschim Tola |  | 0 | 0 | 7 | 0.28 | 0 | 0 | 0 | 0 | 0 | 0 | 2 | 2 | 9 | 2.28
|  |  |  | Dakshin Tola |  | 0 | 0 | 7 | 0.28 | 0 | 0 | 0 | 0 | 0 | 0 | 2 | 2 | 9 | 2.28
|  |  |  | Sub-Total |  | 0 | 0 | 14 | 0.56 | 0 | 0 | 0 | 0 | 0 | 0 | 5 | 5 | 19 | 5.56
|  |  | 29 | Gokuladi | 1024300 | 0 | 0 | 0 | 0 | 0 | 0 | 0 | 0 | 0 | 0 | 3 | 3 | 3 | 3
|  |  |  | Sub-Total |  | 0 | 0 | 0 | 0 | 0 | 0 | 0 | 0 | 0 | 0 | 3 | 3 | 3 | 3
|  |  | 30 | Alakhjora | 1024400 | 0 | 0 | 3 | 0.12 | 0 | 0 | 0 | 0 | 0 | 0 | 3 | 3 | 6 | 3.12
|  |  |  | Santhal Tola |  | 0 | 0 | 7 | 0.28 | 0 | 0 | 0 | 0 | 0 | 0 | 1 | 1 | 8 | 1.28
|  |  |  | Sub-Total |  | 0 | 0 | 10 | 0.4 | 0 | 0 | 0 | 0 | 0 | 0 | 4 | 4 | 14 | 4.4
|  |  | 31 | Ganuraedih | 1024500 | 0 | 0 | 4 | 0.16 | 0 | 0 | 0 | 0 | 0 | 0 | 1 | 1 | 5 | 1.16
|  |  |  | Sub-Total |  | 0 | 0 | 4 | 0.16 | 0 | 0 | 0 | 0 | 0 | 0 | 1 | 1 | 5 | 1.16
|  |  | 32 | Dighariya pahar | 1024600 | 0 | 0 | 19 | 0.76 | 0 | 0 | 0 | 0 | 0 | 0 | 1 | 1 | 20 | 1.76
|  |  |  | Sub-Total |  | 0 | 0 | 19 | 0.76 | 0 | 0 | 0 | 0 | 0 | 0 | 1 | 1 | 20 | 1.76
|  |  | 33 | Kakribank (Pandit Tola) | 1024700 | 0 | 0 | 0 | 0 | 0 | 0 | 0 | 0 | 0 | 0 | 2 | 2 | 2 | 2
|  |  |  | Mohamdam Tola |  | 0 | 0 | 0 | 0 | 0 | 0 | 0 | 0 | 0 | 0 | 2 | 2 | 2 | 2
|  |  |  | Santhal Tola |  | 80 | 40 | 12 | 0.48 | 0 | 0 | 0 | 0 | 0 | 0 | 2 | 2 | 94 | 42.48
|  |  |  | Sub-Total |  | 80 | 40 | 12 | 0.48 | 0 | 0 | 0 | 0 | 0 | 0 | 6 | 6 | 98 | 46.48
|  |  | 34 | Badladih | 1024900 | 0 | 0 | 0 | 0 | 0 | 0 | 0 | 0 | 0 | 0 | 0 | 0 | 0 | 0
|  |  |  | Larwa tola |  | 0 | 0 | 0 | 0 | 0 | 0 | 0 | 0 | 0 | 0 | 0 | 0 | 0 | 0
|  |  |  | Sub-Total |  | 0 | 0 | 0 | 0 | 0 | 0 | 0 | 0 | 0 | 0 | 0 | 0 | 0 | 0
|  |  | 35 | Amarpur | 1025000 | 0 | 0 | 0 | 0 | 0 | 0 | 0 | 0 | 0 | 0 | 1 | 1 | 1 | 1
|  |  |  | Sub-Total |  | 0 | 0 | 0 | 0 | 0 | 0 | 0 | 0 | 0 | 0 | 1 | 1 | 1 | 1
|  |  | 36 | Khawasdih | 1025100 | 0 | 0 | 3 | 0.12 | 0 | 0 | 0 | 0 | 0 | 0 | 1 | 1 | 4 | 1.12
|  |  |  | Sub-Total |  | 0 | 0 | 3 | 0.12 | 0 | 0 | 0 | 0 | 0 | 0 | 1 | 1 | 4 | 1.12
|  |  | 37 | Roydi | 1025200 | 0 | 0 | 9 | 0.36 | 0 | 0 | 0 | 0 | 0 | 0 | 4 | 4 | 13 | 4.36
|  |  |  | Harjan Tola |  | 0 | 0 | 0 | 0 | 0 | 0 | 0 | 0 | 0 | 0 | 1 | 1 | 1 | 1
|  |  |  | Uper Tola |  | 0 | 0 | 0 | 0 | 0 | 0 | 0 | 0 | 0 | 0 | 0 | 0 | 0 | 0
|  |  |  | Sub-Total |  | 0 | 0 | 9 | 0.36 | 0 | 0 | 0 | 0 | 0 | 0 | 5 | 5 | 14 | 5.36
|  |  | 38 | Nawandih | 1025300 | 0 | 0 | 1 | 0.04 | 0 | 0 | 0 | 0 | 0 | 0 | 1 | 1 | 2 | 1.04
|  |  |  | Sub-Total |  | 0 | 0 | 1 | 0.04 | 0 | 0 | 0 | 0 | 0 | 0 | 1 | 1 | 2 | 1.04
|  |  | 39 | Bhogtidih (E) | 1025400 | 0 | 0 | 6 | 0.24 | 0 | 0 | 0 | 0 | 0 | 0 | 2 | 2 | 8 | 2.24
|  |  |  | Bhogtidih (W) |  | 0 | 0 | 0 | 0 | 0 | 0 | 0 | 0 | 0 | 0 | 2 | 2 | 2 | 2
|  |  |  | Sub-Total |  | 0 | 0 | 6 | 0.24 | 0 | 0 | 0 | 0 | 0 | 0 | 4 | 4 | 10 | 4.24
|  |  | 40 | Gobindpur | 1025600 | 0 | 0 | 3 | 0.12 | 0 | 0 | 0 | 0 | 0 | 0 | 0 | 0 | 3 | 0.12
|  |  |  | Gobindpur(W) |  | 0 | 0 | 0 | 0 | 0 | 0 | 0 | 0 | 0 | 0 | 0 | 0 | 0 | 0
|  |  |  | Gobindpur(E) |  | 0 | 0 | 6 | 0.24 | 0 | 0 | 0 | 0 | 0 | 0 | 0 | 0 | 6 | 0.24
|  |  |  | Sub-Total |  | 0 | 0 | 9 | 0.36 | 0 | 0 | 0 | 0 | 0 | 0 | 0 | 0 | 9 | 0.36
|  |  | 41 | Baghori | 1025700 | 0 | 0 | 0 | 0 | 0 | 0 | 0 | 0 | 0 | 0 | 0 | 0 | 0 | 0
|  |  |  | Yadav Tola |  | 0 | 0 | 0 | 0 | 0 | 0 | 0 | 0 | 0 | 0 | 0 | 0 | 0 | 0
|  |  |  | Harijan Tola |  | 0 | 0 | 6 | 0.24 | 0 | 0 | 0 | 0 | 0 | 0 | 0 | 0 | 6 | 0.24
|  |  |  | Sub-Total |  | 0 | 0 | 6 | 0.24 | 0 | 0 | 0 | 0 | 0 | 0 | 0 | 0 | 6 | 0.24
|  |  | 42 | Rakudih | 1025800 | 0 | 0 | 3 | 0.12 | 0 | 0 | 0 | 0 | 0 | 0 | 1 | 1 | 4 | 1.12
|  |  |  | Yadav tola |  | 0 | 0 | 2 | 0.08 | 0 | 0 | 0 | 0 | 0 | 0 | 3 | 3 | 5 | 3.08
|  |  |  | Sub-Total |  | 0 | 0 | 5 | 0.2 | 0 | 0 | 0 | 0 | 0 | 0 | 4 | 4 | 9 | 4.2
|  |  | 43 | Lodhraydih | 1025900 | 0 | 0 | 0 | 0 | 0 | 0 | 0 | 0 | 0 | 0 | 0 | 0 | 0 | 0
|  |  |  | Sub-Total |  | 0 | 0 | 0 | 0 | 0 | 0 | 0 | 0 | 0 | 0 | 0 | 0 | 0 | 0
|  |  | 44 | Dharwadih | 1026000 | 0 | 0 | 12 | 0.48 | 0 | 0 | 0 | 0 | 0 | 0 | 1 | 1 | 13 | 1.48
|  |  |  | Sujan+Tarkati |  | 0 | 0 | 0 | 0 | 0 | 0 | 0 | 0 | 0 | 0 | 0 | 0 | 0 | 0
|  |  |  | Sub-Total |  | 0 | 0 | 12 | 0.48 | 0 | 0 | 0 | 0 | 0 | 0 | 1 | 1 | 13 | 1.48
|  |  | 45 | Radhe Mohdar | 1026100 | 0 | 0 | 0 | 0 | 0 | 0 | 0 | 0 | 0 | 0 | 2 | 2 | 2 | 2
|  |  |  | Harijan Tola |  | 0 | 0 | 0 | 0 | 0 | 0 | 0 | 0 | 0 | 0 | 0 | 0 | 0 | 0
|  |  |  | Sub-Total |  | 0 | 0 | 0 | 0 | 0 | 0 | 0 | 0 | 0 | 0 | 2 | 2 | 2 | 2
|  |  | 46 | Babudih | 1026300 | 0 | 0 | 4 | 0.16 | 0 | 0 | 0 | 0 | 0 | 0 | 0 | 0 | 4 | 0.16
|  |  |  | Sub-Total |  | 0 | 0 | 4 | 0.16 | 0 | 0 | 0 | 0 | 0 | 0 | 0 | 0 | 4 | 0.16
|  |  | 47 | Nokhil Bara | 1026700 | 0 | 0 | 0 | 0 | 0 | 0 | 0 | 0 | 0 | 0 | 1 | 1 | 1 | 1
|  |  |  | Santhal-II |  | 0 | 0 | 1 | 0.04 | 0 | 0 | 0 | 0 | 0 | 0 | 0 | 0 | 1 | 0.04
|  |  |  | Santhal-I |  | 0 | 0 | 16 | 0.64 | 0 | 0 | 0 | 0 | 0 | 0 | 1 | 1 | 17 | 1.64
|  |  |  | Sub-Total |  | 0 | 0 | 17 | 0.68 | 0 | 0 | 0 | 0 | 0 | 0 | 2 | 2 | 19 | 2.68
|  |  | 48 | Ramaldih | 1026900 | 0 | 0 | 0 | 0 | 0 | 0 | 0 | 0 | 0 | 0 | 3 | 3 | 3 | 3
|  |  |  | Sub-Total |  | 0 | 0 | 0 | 0 | 0 | 0 | 0 | 0 | 0 | 0 | 3 | 3 | 3 | 3
|  |  | 49 | Gandhu Chak | 1027100 | 0 | 0 | 0 | 0 | 0 | 0 | 0 | 0 | 0 | 0 | 0 | 0 | 0 | 0
|  |  |  | Sub-Total |  | 0 | 0 | 0 | 0 | 0 | 0 | 0 | 0 | 0 | 0 | 0 | 0 | 0 | 0
|  |  | 50 | Barsatiya Bar | 1027200 | 0 | 0 | 9 | 0.36 | 0 | 0 | 0 | 0 | 0 | 0 | 1 | 1 | 10 | 1.36
|  |  |  | Sub-Total |  | 0 | 0 | 9 | 0.36 | 0 | 0 | 0 | 0 | 0 | 0 | 1 | 1 | 10 | 1.36
|  |  | 51 | Dhanghar | 1027300 | 0 | 0 | 3 | 0.12 | 0 | 0 | 0 | 0 | 0 | 0 | 1 | 1 | 4 | 1.12
|  |  |  | Sub-Total |  | 0 | 0 | 3 | 0.12 | 0 | 0 | 0 | 0 | 0 | 0 | 1 | 1 | 4 | 1.12
|  |  | 52 | Nawadih Chhit | 1027400 | 0 | 0 | 9 | 0.36 | 0 | 0 | 0 | 0 | 0 | 0 | 0 | 0 | 9 | 0.36
|  |  |  | Sub-Total |  | 0 | 0 | 9 | 0.36 | 0 | 0 | 0 | 0 | 0 | 0 | 0 | 0 | 9 | 0.36
|  |  | 53 | Panredih | 1027500 | 0 | 0 | 2 | 0.08 | 0 | 0 | 0 | 0 | 0 | 0 | 1 | 1 | 3 | 1.08
|  |  |  | Sub-Total |  | 0 | 0 | 2 | 0.08 | 0 | 0 | 0 | 0 | 0 | 0 | 1 | 1 | 3 | 1.08
|  |  | 54 | Basatpur | 1027600 | 0 | 0 | 0 | 0 | 0 | 0 | 0 | 0 | 0 | 0 | 2 | 2 | 2 | 2
|  |  |  | Sub-Total |  | 0 | 0 | 0 | 0 | 0 | 0 | 0 | 0 | 0 | 0 | 2 | 2 | 2 | 2
|  |  | 55 | Maljhar | 1027700 | 0 | 0 | 0 | 0 | 0 | 0 | 0 | 0 | 0 | 0 | 3 | 3 | 3 | 3
|  |  |  | Sub-Total |  | 0 | 0 | 0 | 0 | 0 | 0 | 0 | 0 | 0 | 0 | 3 | 3 | 3 | 3
|  |  | 56 | Sahri | 1027900 | 0 | 0 | 4 | 0.16 | 0 | 0 | 0 | 0 | 0 | 0 | 2 | 2 | 6 | 2.16
|  |  |  | Sub-Total |  | 0 | 0 | 4 | 0.16 | 0 | 0 | 0 | 0 | 0 | 0 | 2 | 2 | 6 | 2.16
|  |  | 57 | Yadav tola | 1028200 | 0 | 0 | 2 | 0.08 | 0 | 0 | 0 | 0 | 0 | 0 | 3 | 3 | 5 | 3.08
|  |  |  | Chhota Nokhil |  | 0 | 0 | 2 | 0.08 | 0 | 0 | 0 | 0 | 0 | 0 | 0 | 0 | 2 | 0.08
|  |  |  | Santhal Tola |  | 0 | 0 | 1 | 0.04 | 0 | 0 | 0 | 0 | 0 | 0 | 1 | 1 | 2 | 1.04
|  |  |  | Sub-Total |  | 0 | 0 | 5 | 0.2 | 0 | 0 | 0 | 0 | 0 | 0 | 4 | 4 | 9 | 4.2
|  |  | 58 | Rajasar | 1028300 | 0 | 0 | 4 | 0.16 | 0 | 0 | 0 | 0 | 0 | 0 | 2 | 2 | 6 | 2.16
|  |  |  | Kolhaband |  | 0 | 0 | 0 | 0 | 0 | 0 | 0 | 0 | 0 | 0 | 0 | 0 | 0 | 0
|  |  |  | Tandi Tola |  | 0 | 0 | 0 | 0 | 0 | 0 | 0 | 0 | 0 | 0 | 2 | 2 | 2 | 2
|  |  |  | Sub-Total |  | 0 | 0 | 4 | 0.16 | 0 | 0 | 0 | 0 | 0 | 0 | 4 | 4 | 8 | 4.16
|  |  | 59 | Jamni | 1028400 | 0 | 0 | 0 | 0 | 0 | 0 | 0 | 0 | 0 | 0 | 2 | 2 | 2 | 2
|  |  |  | Harijan Tola |  | 0 | 0 | 0 | 0 | 0 | 0 | 0 | 0 | 0 | 0 | 0 | 0 | 0 | 0
|  |  |  | Sub-Total |  | 0 | 0 | 0 | 0 | 0 | 0 | 0 | 0 | 0 | 0 | 2 | 2 | 2 | 2
|  |  | 60 | Rohini (Gandhi Chwak) | 1028500 | 0 | 0 | 1 | 0.04 | 0 | 0 | 0 | 0 | 0 | 0 | 2 | 2 | 3 | 2.04
|  |  |  | Barhi Tola |  | 0 | 0 | 9 | 0.36 | 0 | 0 | 0 | 0 | 0 | 0 | 2 | 2 | 11 | 2.36
|  |  |  | Mishra Tola |  | 0 | 0 | 0 | 0 | 0 | 0 | 0 | 0 | 0 | 0 | 2 | 2 | 2 | 2
|  |  |  | Ketwal Tola |  | 0 | 0 | 0 | 0 | 0 | 0 | 0 | 0 | 0 | 0 | 0 | 0 | 0 | 0
|  |  |  | Gumti Chawak |  | 0 | 0 | 0 | 0 | 0 | 0 | 0 | 0 | 0 | 0 | 1 | 1 | 1 | 1
|  |  |  | Dewan Tola |  | 0 | 0 | 8 | 0.32 | 0 | 0 | 0 | 0 | 0 | 0 | 0 | 0 | 8 | 0.32
|  |  |  | Ajan Tola |  | 0 | 0 | 0 | 0 | 0 | 0 | 0 | 0 | 0 | 0 | 0 | 0 | 0 | 0
|  |  |  | Kumrabad |  | 0 | 0 | 0 | 0 | 0 | 0 | 0 | 0 | 0 | 0 | 0 | 0 | 0 | 0
|  |  |  | Goradih |  | 0 | 0 | 19 | 0.76 | 0 | 0 | 0 | 0 | 0 | 0 | 0 | 0 | 19 | 0.76
|  |  |  | Sub-Total |  | 0 | 0 | 37 | 1.48 | 0 | 0 | 0 | 0 | 0 | 0 | 7 | 7 | 44 | 8.48
|  |  | 61 | Ghorlas | 1028600 | 0 | 0 | 4 | 0.16 | 0 | 0 | 0 | 0 | 0 | 0 | 0 | 0 | 4 | 0.16
|  |  |  | Roy Tola |  | 0 | 0 | 2 | 0.08 | 0 | 0 | 0 | 0 | 0 | 0 | 0 | 0 | 2 | 0.08
|  |  |  | Sub-Total |  | 0 | 0 | 6 | 0.24 | 0 | 0 | 0 | 0 | 0 | 0 | 0 | 0 | 6 | 0.24
|  |  | 62 | Kalipur (Niche Tola) | 1028900 | 0 | 0 | 3 | 0.12 | 0 | 0 | 0 | 0 | 0 | 0 | 2 | 2 | 5 | 2.12
|  |  |  | Uper Tola |  | 0 | 0 | 8 | 0.32 | 0 | 0 | 0 | 0 | 0 | 0 | 2 | 2 | 10 | 2.32
|  |  |  | Sub-Total |  | 0 | 0 | 11 | 0.44 | 0 | 0 | 0 | 0 | 0 | 0 | 4 | 4 | 15 | 4.44
|  |  | 63 | Sagdaha (Ramani Tola) | 1029000 | 0 | 0 | 5 | 0.2 | 0 | 0 | 0 | 0 | 0 | 0 | 3 | 3 | 8 | 3.2
|  |  |  | Dhobi Tola |  | 0 | 0 | 6 | 0.24 | 0 | 0 | 0 | 0 | 0 | 0 | 1 | 1 | 7 | 1.24
|  |  |  | Ramani Tola-II |  | 0 | 0 | 3 | 0.12 | 0 | 0 | 0 | 0 | 0 | 0 | 4 | 4 | 7 | 4.12
|  |  |  | Das Tola |  | 0 | 0 | 16 | 0.64 | 0 | 0 | 0 | 0 | 0 | 0 | 0 | 0 | 16 | 0.64
|  |  |  | Sub-Total |  | 0 | 0 | 30 | 1.2 | 0 | 0 | 0 | 0 | 0 | 0 | 8 | 8 | 38 | 9.2
|  |  | 64 | Tobha Ghat (Adars Tola) | 1029100 | 0 | 0 | 0 | 0 | 0 | 0 | 0 | 0 | 0 | 0 | 0 | 0 | 0 | 0
|  |  |  | naya Tola |  | 0 | 0 | 2 | 0.08 | 0 | 0 | 0 | 0 | 0 | 0 | 0 | 0 | 2 | 0.08
|  |  |  | Muslim Tola-I |  | 0 | 0 | 2 | 0.08 | 0 | 0 | 0 | 0 | 0 | 0 | 1 | 1 | 3 | 1.08
|  |  |  | Muslim Tola-II |  | 0 | 0 | 0 | 0 | 0 | 0 | 0 | 0 | 0 | 0 | 1 | 1 | 1 | 1
|  |  |  | Rajput Tola |  | 0 | 0 | 0 | 0 | 0 | 0 | 0 | 0 | 0 | 0 | 1 | 1 | 1 | 1
|  |  |  | Turi Tola |  | 0 | 0 | 0 | 0 | 0 | 0 | 0 | 0 | 0 | 0 | 0 | 0 | 0 | 0
|  |  |  | Rawani Tola |  | 0 | 0 | 0 | 0 | 0 | 0 | 0 | 0 | 0 | 0 | 0 | 0 | 0 | 0
|  |  |  | Sub-Total |  | 0 | 0 | 4 | 0.16 | 0 | 0 | 0 | 0 | 0 | 0 | 3 | 3 | 7 | 3.16
|  |  | 65 | Gangti (Niche Tola) | 1029200 | 0 | 0 | 14 | 0.56 | 0 | 0 | 0 | 0 | 0 | 0 | 1 | 1 | 15 | 1.56
|  |  |  | Uper Tola |  | 0 | 0 | 14 | 0.56 | 0 | 0 | 0 | 0 | 0 | 0 | 0 | 0 | 14 | 0.56
|  |  |  | Dildar Nagar |  | 0 | 0 | 0 | 0 | 0 | 0 | 0 | 0 | 0 | 0 | 0 | 0 | 0 | 0
|  |  |  | Motipur Tola |  | 0 | 0 | 4 | 0.16 | 0 | 0 | 0 | 0 | 0 | 0 | 1 | 1 | 5 | 1.16
|  |  |  | Sub-Total |  | 0 | 0 | 32 | 1.28 | 0 | 0 | 0 | 0 | 0 | 0 | 2 | 2 | 34 | 3.28
|  |  | 66 | Kharhara | 1029400 | 0 | 0 | 0 | 0 | 0 | 0 | 0 | 0 | 0 | 0 | 5 | 5 | 5 | 5
|  |  |  | Das Tola |  | 0 | 0 | 2 | 0.08 | 0 | 0 | 0 | 0 | 0 | 0 | 2 | 2 | 4 | 2.08
|  |  |  | Sub-Total |  | 0 | 0 | 2 | 0.08 | 0 | 0 | 0 | 0 | 0 | 0 | 7 | 7 | 9 | 7.08
|  |  | 67 | Nawadih | 1029500 | 0 | 0 | 35 | 1.4 | 0 | 0 | 0 | 0 | 0 | 0 | 4 | 4 | 39 | 5.4
|  |  |  | Sub-Total |  | 0 | 0 | 35 | 1.4 | 0 | 0 | 0 | 0 | 0 | 0 | 4 | 4 | 39 | 5.4
|  |  | 68 | Sarasani (Das Tola) | 1029600 | 0 | 0 | 10 | 0.4 | 0 | 0 | 0 | 0 | 0 | 0 | 3 | 3 | 13 | 3.4
|  |  |  | Mushar Tola |  | 0 | 0 | 15 | 0.6 | 0 | 0 | 0 | 0 | 0 | 0 | 1 | 1 | 16 | 1.6
|  |  |  | Bhumihar Tola |  | 0 | 0 | 0 | 0 | 0 | 0 | 0 | 0 | 0 | 0 | 0 | 0 | 0 | 0
|  |  |  | Sub-Total |  | 0 | 0 | 25 | 1 | 0 | 0 | 0 | 0 | 0 | 0 | 4 | 4 | 29 | 5
|  |  | 69 | Ghaghi (Muslim Tola-I) | 1029700 | 0 | 0 | 14 | 0.56 | 0 | 0 | 0 | 0 | 0 | 0 | 1 | 1 | 15 | 1.56
|  |  |  | Mandal Tola |  | 0 | 0 | 4 | 0.16 | 0 | 0 | 0 | 0 | 0 | 0 | 1 | 1 | 5 | 1.16
|  |  |  | Muslim Tola-II |  | 0 | 0 | 2 | 0.08 | 0 | 0 | 0 | 0 | 0 | 0 | 1 | 1 | 3 | 1.08
|  |  |  | Muslim Tola-III |  | 0 | 0 | 2 | 0.08 | 0 | 0 | 0 | 0 | 0 | 0 | 1 | 1 | 3 | 1.08
|  |  |  | Harijan Tola |  | 0 | 0 | 5 | 0.2 | 0 | 0 | 0 | 0 | 0 | 0 | 0 | 0 | 5 | 0.2
|  |  |  | Sub-Total |  | 0 | 0 | 27 | 1.08 | 0 | 0 | 0 | 0 | 0 | 0 | 4 | 4 | 31 | 5.08
|  |  | 70 | Darpa | 1029800 | 0 | 0 | 4 | 0.16 | 0 | 0 | 0 | 0 | 0 | 0 | 2 | 2 | 6 | 2.16
|  |  |  | Sub-Total |  | 0 | 0 | 4 | 0.16 | 0 | 0 | 0 | 0 | 0 | 0 | 2 | 2 | 6 | 2.16
|  |  | 71 | Bandha Kendua (Muslim Tola) | 1029900 | 0 | 0 | 1 | 0.04 | 0 | 0 | 0 | 0 | 0 | 0 | 0 | 0 | 1 | 0.04
|  |  |  | Harijan Tola |  | 0 | 0 | 6 | 0.24 | 0 | 0 | 0 | 0 | 0 | 0 | 2 | 2 | 8 | 2.24
|  |  |  | Sub-Total |  | 0 | 0 | 7 | 0.28 | 0 | 0 | 0 | 0 | 0 | 0 | 2 | 2 | 9 | 2.28
|  |  | 72 | Chhotadhobna | 1030100 | 0 | 0 | 0 | 0 | 0 | 0 | 0 | 0 | 0 | 0 | 4 | 4 | 4 | 4
|  |  |  | Sub-Total |  | 0 | 0 | 0 | 0 | 0 | 0 | 0 | 0 | 0 | 0 | 4 | 4 | 4 | 4
|  |  | 73 | Gidha Patharh (Kuswaha Mandal Tola) | 1030400 | 0 | 0 | 8 | 0.32 | 0 | 0 | 0 | 0 | 0 | 0 | 4 | 4 | 12 | 4.32
|  |  |  | Paktrohniya |  | 0 | 0 | 2 | 0.08 | 0 | 0 | 0 | 0 | 0 | 0 | 1 | 1 | 3 | 1.08
|  |  |  | Santhal Tola |  | 0 | 0 | 0 | 0 | 0 | 0 | 0 | 0 | 0 | 0 | 0 | 0 | 0 | 0
|  |  |  | Sub-Total |  | 0 | 0 | 10 | 0.4 | 0 | 0 | 0 | 0 | 0 | 0 | 5 | 5 | 15 | 5.4
|  |  | 74 | Kusmaha (Nuche Tola) | 1030500 | 0 | 0 | 7 | 0.28 | 0 | 0 | 0 | 0 | 0 | 0 | 4 | 4 | 11 | 4.28
|  |  |  | Uper Tola |  | 0 | 0 | 6 | 0.24 | 0 | 0 | 0 | 0 | 0 | 0 | 3 | 3 | 9 | 3.24
|  |  |  | Sub-Total |  | 0 | 0 | 13 | 0.52 | 0 | 0 | 0 | 0 | 0 | 0 | 7 | 7 | 20 | 7.52
|  |  | 75 | Daradmara | 1030600 | 0 | 0 | 8 | 0.32 | 0 | 0 | 0 | 0 | 0 | 0 | 4 | 4 | 12 | 4.32
|  |  |  | Sub-Total |  | 0 | 0 | 8 | 0.32 | 0 | 0 | 0 | 0 | 0 | 0 | 4 | 4 | 12 | 4.32
|  |  | 76 | Mohanpur urf Ja (Kambetiya) | 1030700 | 0 | 0 | 6 | 0.24 | 0 | 0 | 0 | 0 | 0 | 0 | 3 | 3 | 9 | 3.24
|  |  |  | Mohanpur |  | 0 | 0 | 14 | 0.56 | 0 | 0 | 0 | 0 | 0 | 0 | 4 | 4 | 18 | 4.56
|  |  |  | Basbetia |  | 0 | 0 | 3 | 0.12 | 0 | 0 | 0 | 0 | 0 | 0 | 2 | 2 | 5 | 2.12
|  |  |  | Sub-Total |  | 0 | 0 | 23 | 0.92 | 0 | 0 | 0 | 0 | 0 | 0 | 9 | 9 | 32 | 9.92
|  |  | 77 | Sarsa -Harijan Tola | 1030900 | 0 | 0 | 2 | 0.08 | 0 | 0 | 0 | 0 | 0 | 0 | 0 | 0 | 2 | 0.08
|  |  |  | Jha Tola |  | 0 | 0 | 3 | 0.12 | 0 | 0 | 0 | 0 | 0 | 0 | 1 | 1 | 4 | 1.12
|  |  |  | Rajput Tola |  | 0 | 0 | 0 | 0 | 0 | 0 | 0 | 0 | 0 | 0 | 6 | 6 | 6 | 6
|  |  |  | Sub-Total |  | 0 | 0 | 5 | 0.2 | 0 | 0 | 0 | 0 | 0 | 0 | 7 | 7 | 12 | 7.2
|  |  | 78 | Debpur | 1031000 | 0 | 0 | 4 | 0.16 | 0 | 0 | 0 | 0 | 0 | 0 | 2 | 2 | 6 | 2.16
|  |  |  | Hanumanpur |  | 0 | 0 | 0 | 0 | 0 | 0 | 0 | 0 | 0 | 0 | 1 | 1 | 1 | 1
|  |  |  | Sub-Total |  | 0 | 0 | 4 | 0.16 | 0 | 0 | 0 | 0 | 0 | 0 | 3 | 3 | 7 | 3.16
|  |  | 79 | Basmandih | 1031100 | 0 | 0 | 0 | 0 | 0 | 0 | 0 | 0 | 0 | 0 | 4 | 4 | 4 | 4
|  |  |  | Sub-Total |  | 0 | 0 | 0 | 0 | 0 | 0 | 0 | 0 | 0 | 0 | 4 | 4 | 4 | 4
|  |  | 80 | Thakur Tola | 1031200 | 0 | 0 | 0 | 0 | 0 | 0 | 0 | 0 | 0 | 0 | 1 | 1 | 1 | 1
|  |  |  | Sankari |  | 0 | 0 | 0 | 0 | 0 | 0 | 0 | 0 | 0 | 0 | 3 | 3 | 3 | 3
|  |  |  | Bargia Tola |  | 0 | 0 | 6 | 0.24 | 0 | 0 | 0 | 0 | 0 | 0 | 0 | 0 | 6 | 0.24
|  |  |  | Pesra Tola |  | 0 | 0 | 0 | 0 | 0 | 0 | 0 | 0 | 0 | 0 | 1 | 1 | 1 | 1
|  |  |  | Sub-Total |  | 0 | 0 | 6 | 0.24 | 0 | 0 | 0 | 0 | 0 | 0 | 5 | 5 | 11 | 5.24
|  |  | 81 | Bisunpur | 1031400 | 0 | 0 | 0 | 0 | 0 | 0 | 0 | 0 | 0 | 0 | 2 | 2 | 2 | 2
|  |  |  | Sub-Total |  | 0 | 0 | 0 | 0 | 0 | 0 | 0 | 0 | 0 | 0 | 2 | 2 | 2 | 2
|  |  | 82 | Pandanbera | 1031500 | 0 | 0 | 7 | 0.28 | 0 | 0 | 0 | 0 | 0 | 0 | 6 | 6 | 13 | 6.28
|  |  |  | Sub-Total |  | 0 | 0 | 7 | 0.28 | 0 | 0 | 0 | 0 | 0 | 0 | 6 | 6 | 13 | 6.28
|  |  | 83 | Nawadih | 1031600 | 0 | 0 | 8 | 0.32 | 0 | 0 | 0 | 0 | 0 | 0 | 1 | 1 | 9 | 1.32
|  |  |  | Sub-Total |  | 0 | 0 | 8 | 0.32 | 0 | 0 | 0 | 0 | 0 | 0 | 1 | 1 | 9 | 1.32
|  |  | 84 | Lakra | 1031800 | 0 | 0 | 0 | 0 | 0 | 0 | 0 | 0 | 0 | 0 | 2 | 2 | 2 | 2
|  |  |  | Sub-Total |  | 0 | 0 | 0 | 0 | 0 | 0 | 0 | 0 | 0 | 0 | 2 | 2 | 2 | 2
|  |  | 85 | Belatikar | 1032100 | 0 | 0 | 7 | 0.28 | 0 | 0 | 0 | 0 | 0 | 0 | 1 | 1 | 8 | 1.28
|  |  |  | Sub-Total |  | 0 | 0 | 7 | 0.28 | 0 | 0 | 0 | 0 | 0 | 0 | 1 | 1 | 8 | 1.28
|  |  | 86 | Piprapoj | 1032200 | 0 | 0 | 5 | 0.2 | 0 | 0 | 0 | 0 | 0 | 0 | 1 | 1 | 6 | 1.2
|  |  |  | Sub-Total |  | 0 | 0 | 5 | 0.2 | 0 | 0 | 0 | 0 | 0 | 0 | 1 | 1 | 6 | 1.2
|  |  | 87 | Purwari Kothia DSS-I | 1032400 | 0 | 0 | 1 | 0.04 | 0 | 0 | 0 | 0 | 0 | 0 | 3 | 3 | 4 | 3.04
|  |  |  | Purwari Kothia-DSS-II |  | 0 | 0 | 8 | 0.32 | 0 | 0 | 0 | 0 | 0 | 0 | 1 | 1 | 9 | 1.32
|  |  |  | Sub-Total |  | 0 | 0 | 9 | 0.36 | 0 | 0 | 0 | 0 | 0 | 0 | 4 | 4 | 13 | 4.36
|  |  | 88 | Pachhiari Kothia (DSS-1) | 1032500 | 0 | 0 | 0 | 0 | 0 | 0 | 0 | 0 | 0 | 0 | 4 | 4 | 4 | 4
|  |  |  | Pachhiari Kothia (DSS-II) |  | 0 | 0 | 6 | 0.24 | 0 | 0 | 0 | 0 | 0 | 0 | 2 | 2 | 8 | 2.24
|  |  |  | Pachhiari Kothia (DSS-III) |  | 0 | 0 | 0 | 0 | 0 | 0 | 0 | 0 | 0 | 0 | 1 | 1 | 1 | 1
|  |  |  | Sub-Total |  | 0 | 0 | 6 | 0.24 | 0 | 0 | 0 | 0 | 0 | 0 | 7 | 7 | 13 | 7.24
|  |  | 89 | Garibkhil | 1032600 | 0 | 0 | 0 | 0 | 0 | 0 | 0 | 0 | 0 | 0 | 1 | 1 | 1 | 1
|  |  |  | Sub-Total |  | 0 | 0 | 0 | 0 | 0 | 0 | 0 | 0 | 0 | 0 | 1 | 1 | 1 | 1
|  |  | 90 | Gidhni | 1032700 | 0 | 0 | 26 | 1.04 | 0 | 0 | 0 | 0 | 0 | 0 | 0 | 0 | 26 | 1.04
|  |  |  | Sub-Total |  | 0 | 0 | 26 | 1.04 | 0 | 0 | 0 | 0 | 0 | 0 | 0 | 0 | 26 | 1.04
|  |  | 91 | Pachrukhi | 1032800 | 0 | 0 | 0 | 0 | 0 | 0 | 0 | 0 | 0 | 0 | 5 | 5 | 5 | 5
|  |  |  | Sub-Total |  | 0 | 0 | 0 | 0 | 0 | 0 | 0 | 0 | 0 | 0 | 5 | 5 | 5 | 5
|  |  | 92 | Gopalpur (Main Gopalpur) | 1032900 | 0 | 0 | 0 | 0 | 0 | 0 | 0 | 0 | 0 | 0 | 4 | 4 | 4 | 4
|  |  |  | Kurwa Gopalpur |  | 0 | 0 | 0 | 0 | 0 | 0 | 0 | 0 | 0 | 0 | 1 | 1 | 1 | 1
|  |  |  | Sub-Total |  | 0 | 0 | 0 | 0 | 0 | 0 | 0 | 0 | 0 | 0 | 5 | 5 | 5 | 5
|  |  | 93 | Kumaitha (Harijan tola) | 1033000 | 0 | 0 | 2 | 0.08 | 0 | 0 | 0 | 0 | 0 | 0 | 2 | 2 | 4 | 2.08
|  |  |  | Sharma tola |  | 0 | 0 | 2 | 0.08 | 0 | 0 | 0 | 0 | 0 | 0 | 0 | 0 | 2 | 0.08
|  |  |  | Sub-Total |  | 0 | 0 | 4 | 0.16 | 0 | 0 | 0 | 0 | 0 | 0 | 2 | 2 | 6 | 2.16
|  |  | 94 | Ratanpur (Pachpuniya Tola) | 1033100 | 0 | 0 | 5 | 0.2 | 0 | 0 | 0 | 0 | 0 | 0 | 0 | 0 | 5 | 0.2
|  |  |  | Bhumihar Tola |  | 0 | 0 | 0 | 0 | 0 | 0 | 0 | 0 | 0 | 0 | 1 | 1 | 1 | 1
|  |  |  | Pujhar Tola |  | 0 | 0 | 4 | 0.16 | 0 | 0 | 0 | 0 | 0 | 0 | 0 | 0 | 4 | 0.16
|  |  |  | Harijan Tola |  | 0 | 0 | 7 | 0.28 | 0 | 0 | 0 | 0 | 0 | 0 | 1 | 1 | 8 | 1.28
|  |  |  | Bhumihar Tola-II |  | 0 | 0 | 3 | 0.12 | 0 | 0 | 0 | 0 | 0 | 0 | 0 | 0 | 3 | 0.12
|  |  |  | Uper Tola |  | 0 | 0 | 9 | 0.36 | 0 | 0 | 0 | 0 | 0 | 0 | 0 | 0 | 9 | 0.36
|  |  |  | Sub-Total |  | 0 | 0 | 28 | 1.12 | 0 | 0 | 0 | 0 | 0 | 0 | 2 | 2 | 30 | 3.12
|  |  | 95 | Chamaridih | 1033200 | 0 | 0 | 4 | 0.16 | 0 | 0 | 0 | 0 | 0 | 0 | 1 | 1 | 5 | 1.16
|  |  |  | Sub-Total |  | 0 | 0 | 4 | 0.16 | 0 | 0 | 0 | 0 | 0 | 0 | 1 | 1 | 5 | 1.16
|  |  | 96 | Mahesmara | 1033300 | 0 | 0 | 5 | 0.2 | 0 | 0 | 0 | 0 | 0 | 0 | 0 | 0 | 5 | 0.2
|  |  |  | Sub-Total |  | 0 | 0 | 5 | 0.2 | 0 | 0 | 0 | 0 | 0 | 0 | 0 | 0 | 5 | 0.2
|  |  | 97 | Salonatanr (Uper) | 1033600 | 0 | 0 | 0 | 0 | 0 | 0 | 0 | 0 | 0 | 0 | 3 | 3 | 3 | 3
|  |  |  | Beech |  | 0 | 0 | 0 | 0 | 0 | 0 | 0 | 0 | 0 | 0 | 4 | 4 | 4 | 4
|  |  |  | Neeche |  | 0 | 0 | 0 | 0 | 0 | 0 | 0 | 0 | 0 | 0 | 2 | 2 | 2 | 2
|  |  |  | Sub-Total |  | 0 | 0 | 0 | 0 | 0 | 0 | 0 | 0 | 0 | 0 | 9 | 9 | 9 | 9
|  |  | 98 | Chandajori | 1033700 | 0 | 0 | 0 | 0 | 0 | 0 | 0 | 0 | 0 | 0 | 5 | 5 | 5 | 5
|  |  |  | Pari Tola |  | 0 | 0 | 0 | 0 | 0 | 0 | 0 | 0 | 0 | 0 | 0 | 0 | 0 | 0
|  |  |  | Sub-Total |  | 0 | 0 | 0 | 0 | 0 | 0 | 0 | 0 | 0 | 0 | 5 | 5 | 5 | 5
|  |  | 99 | Singhua (Uper Tola) | 1033800 | 0 | 0 | 0 | 0 | 0 | 0 | 0 | 0 | 0 | 0 | 1 | 1 | 1 | 1
|  |  |  | Niche Tola |  | 0 | 0 | 20 | 0.8 | 0 | 0 | 0 | 0 | 0 | 0 | 1 | 1 | 21 | 1.8
|  |  |  | Pandit Tola |  | 0 | 0 | 0 | 0 | 0 | 0 | 0 | 0 | 0 | 0 | 2 | 2 | 2 | 2
|  |  |  | Sub-Total |  | 0 | 0 | 20 | 0.8 | 0 | 0 | 0 | 0 | 0 | 0 | 4 | 4 | 24 | 4.8
|  |  | 100 | Kunjisar | 1033900 | 0 | 0 | 1 | 0.04 | 0 | 0 | 0 | 0 | 0 | 0 | 4 | 4 | 5 | 4.04
|  |  |  | Sub-Total |  | 0 | 0 | 1 | 0.04 | 0 | 0 | 0 | 0 | 0 | 0 | 4 | 4 | 5 | 4.04
|  |  | 101 | Malodiha | 1034000 | 0 | 0 | 5 | 0.2 | 0 | 0 | 0 | 0 | 0 | 0 | 2 | 2 | 7 | 2.2
|  |  |  | Sub-Total |  | 0 | 0 | 5 | 0.2 | 0 | 0 | 0 | 0 | 0 | 0 | 2 | 2 | 7 | 2.2
|  |  | 102 | Rupsagar Chhit | 1034100 | 0 | 0 | 1 | 0.04 | 0 | 0 | 0 | 0 | 0 | 0 | 0 | 0 | 1 | 0.04
|  |  |  | Sub-Total |  | 0 | 0 | 1 | 0.04 | 0 | 0 | 0 | 0 | 0 | 0 | 0 | 0 | 1 | 0.04
|  |  | 103 | Kanpur | 1034200 | 0 | 0 | 0 | 0 | 0 | 0 | 0 | 0 | 0 | 0 | 2 | 2 | 2 | 2
|  |  |  | Sub-Total |  | 0 | 0 | 0 | 0 | 0 | 0 | 0 | 0 | 0 | 0 | 2 | 2 | 2 | 2
|  |  | 104 | Gosaidih | 1034300 | 0 | 0 | 5 | 0.2 | 0 | 0 | 0 | 0 | 0 | 0 | 1 | 1 | 6 | 1.2
|  |  |  | South Tola |  | 0 | 0 | 0 | 0 | 0 | 0 | 0 | 0 | 0 | 0 | 1 | 1 | 1 | 1
|  |  |  | Sub-Total |  | 0 | 0 | 5 | 0.2 | 0 | 0 | 0 | 0 | 0 | 0 | 2 | 2 | 7 | 2.2
|  |  | 105 | Niche Tola | 1034400 | 0 | 0 | 0 | 0 | 0 | 0 | 0 | 0 | 0 | 0 | 0 | 0 | 0 | 0
|  |  |  | Sarmul |  | 0 | 0 | 0 | 0 | 0 | 0 | 0 | 0 | 0 | 0 | 1 | 1 | 1 | 1
|  |  |  | Sub-Total |  | 0 | 0 | 0 | 0 | 0 | 0 | 0 | 0 | 0 | 0 | 1 | 1 | 1 | 1
|  |  | 106 | Niche Tola | 1034500 | 0 | 0 | 1 | 0.04 | 0 | 0 | 0 | 0 | 0 | 0 | 3 | 3 | 4 | 3.04
|  |  |  | Rupsagar |  | 0 | 0 | 1 | 0.04 | 0 | 0 | 0 | 0 | 0 | 0 | 1 | 1 | 2 | 1.04
|  |  |  | Sub-Total |  | 0 | 0 | 2 | 0.08 | 0 | 0 | 0 | 0 | 0 | 0 | 4 | 4 | 6 | 4.08
|  |  | 107 | Mohanpur | 1034600 | 0 | 0 | 5 | 0.2 | 0 | 0 | 0 | 0 | 0 | 0 | 0 | 0 | 5 | 0.2
|  |  |  | Sub-Total |  | 0 | 0 | 5 | 0.2 | 0 | 0 | 0 | 0 | 0 | 0 | 0 | 0 | 5 | 0.2
|  |  | 108 | Gulipathar | 1034900 | 0 | 0 | 1 | 0.04 | 0 | 0 | 0 | 0 | 0 | 0 | 0 | 0 | 1 | 0.04
|  |  |  | Shahi tola |  | 0 | 0 | 2 | 0.08 | 0 | 0 | 0 | 0 | 0 | 0 | 0 | 0 | 2 | 0.08
|  |  |  | Sub-Total |  | 0 | 0 | 3 | 0.12 | 0 | 0 | 0 | 0 | 0 | 0 | 0 | 0 | 3 | 0.12
|  |  | 109 | Basmata | 1035000 | 0 | 0 | 0 | 0 | 0 | 0 | 0 | 0 | 0 | 0 | 2 | 2 | 2 | 2
|  |  |  | Koiri Tola |  | 0 | 0 | 0 | 0 | 0 | 0 | 0 | 0 | 0 | 0 | 0 | 0 | 0 | 0
|  |  |  | Harijan Tola |  | 0 | 0 | 1 | 0.04 | 0 | 0 | 0 | 0 | 0 | 0 | 0 | 0 | 1 | 0.04
|  |  |  | Kumhar Tola |  | 0 | 0 | 2 | 0.08 | 0 | 0 | 0 | 0 | 0 | 0 | 0 | 0 | 2 | 0.08
|  |  |  | Sonar Tola |  | 0 | 0 | 0 | 0 | 0 | 0 | 0 | 0 | 0 | 0 | 0 | 0 | 0 | 0
|  |  |  | Sub-Total |  | 0 | 0 | 3 | 0.12 | 0 | 0 | 0 | 0 | 0 | 0 | 2 | 2 | 5 | 2.12
|  |  | 110 | Janakpur | 1035200 | 0 | 0 | 1 | 0.04 | 0 | 0 | 0 | 0 | 0 | 0 | 0 | 0 | 1 | 0.04
|  |  |  | Harijan Tola |  | 0 | 0 | 4 | 0.16 | 0 | 0 | 0 | 0 | 0 | 0 | 0 | 0 | 4 | 0.16
|  |  |  | Sub-Total |  | 0 | 0 | 5 | 0.2 | 0 | 0 | 0 | 0 | 0 | 0 | 0 | 0 | 5 | 0.2
|  |  | 111 | Tewaridih (Tiwari Tola) | 1035300 | 0 | 0 | 7 | 0.28 | 0 | 0 | 0 | 0 | 0 | 0 | 2 | 2 | 9 | 2.28
|  |  |  | Ramani Tola |  | 0 | 0 | 6 | 0.24 | 0 | 0 | 0 | 0 | 0 | 0 | 0 | 0 | 6 | 0.24
|  |  |  | Sub-Total |  | 0 | 0 | 13 | 0.52 | 0 | 0 | 0 | 0 | 0 | 0 | 2 | 2 | 15 | 2.52
|  |  | 112 | Karto Modidih | 1035400 | 0 | 0 | 3 | 0.12 | 0 | 0 | 0 | 0 | 0 | 0 | 1 | 1 | 4 | 1.12
|  |  |  | Sub-Total |  | 0 | 0 | 3 | 0.12 | 0 | 0 | 0 | 0 | 0 | 0 | 1 | 1 | 4 | 1.12
|  |  | 113 | Jogdiha (Roy dih) | 1035600 | 0 | 0 | 3 | 0.12 | 0 | 0 | 0 | 0 | 0 | 0 | 0 | 0 | 3 | 0.12
|  |  |  | Harijan Tola |  | 0 | 0 | 2 | 0.08 | 0 | 0 | 0 | 0 | 0 | 0 | 0 | 0 | 2 | 0.08
|  |  |  | Sub-Total |  | 0 | 0 | 5 | 0.2 | 0 | 0 | 0 | 0 | 0 | 0 | 0 | 0 | 5 | 0.2
|  |  | 114 | Ojha Jamua (Brahmaan Tola) | 1035800 | 0 | 0 | 0 | 0 | 0 | 0 | 0 | 0 | 0 | 0 | 2 | 2 | 2 | 2
|  |  |  | Nai Tola |  | 0 | 0 | 0 | 0 | 0 | 0 | 0 | 0 | 0 | 0 | 1 | 1 | 1 | 1
|  |  |  | Roy Tola |  | 0 | 0 | 0 | 0 | 0 | 0 | 0 | 0 | 0 | 0 | 1 | 1 | 1 | 1
|  |  |  | Harijan Tola |  | 0 | 0 | 0 | 0 | 0 | 0 | 0 | 0 | 0 | 0 | 1 | 1 | 1 | 1
|  |  |  | Muslim Tola |  | 0 | 0 | 0 | 0 | 0 | 0 | 0 | 0 | 0 | 0 | 0 | 0 | 0 | 0
|  |  |  | Mahato Tola |  | 0 | 0 | 0 | 0 | 0 | 0 | 0 | 0 | 0 | 0 | 0 | 0 | 0 | 0
|  |  |  | Sub-Total |  | 0 | 0 | 0 | 0 | 0 | 0 | 0 | 0 | 0 | 0 | 5 | 5 | 5 | 5
|  |  | 115 | Gonardih (Niche Tola) | 1035900 | 0 | 0 | 0 | 0 | 0 | 0 | 0 | 0 | 0 | 0 | 0 | 0 | 0 | 0
|  |  |  | Uper Tola |  | 0 | 0 | 5 | 0.2 | 0 | 0 | 0 | 0 | 0 | 0 | 1 | 1 | 6 | 1.2
|  |  |  | Sub-Total |  | 0 | 0 | 5 | 0.2 | 0 | 0 | 0 | 0 | 0 | 0 | 1 | 1 | 6 | 1.2
|  |  | 116 | Patardi- Harijan Tola-I | 1036100 | 0 | 0 | 0 | 0 | 0 | 0 | 0 | 0 | 0 | 0 | 0 | 0 | 0 | 0
|  |  |  | Paschim Tola |  | 0 | 0 | 0 | 0 | 0 | 0 | 0 | 0 | 0 | 0 | 2 | 2 | 2 | 2
|  |  |  | Harijan Tola-II |  | 0 | 0 | 0 | 0 | 0 | 0 | 0 | 0 | 0 | 0 | 0 | 0 | 0 | 0
|  |  |  | Sarma Tola |  | 0 | 0 | 1 | 0.04 | 0 | 0 | 0 | 0 | 0 | 0 | 0 | 0 | 1 | 0.04
|  |  |  | Yadav Tola |  | 0 | 0 | 0 | 0 | 0 | 0 | 0 | 0 | 0 | 0 | 1 | 1 | 1 | 1
|  |  |  | Uper Tola |  | 0 | 0 | 1 | 0.04 | 0 | 0 | 0 | 0 | 0 | 0 | 0 | 0 | 1 | 0.04
|  |  |  | Uper Harijan Tola |  | 0 | 0 | 4 | 0.16 | 0 | 0 | 0 | 0 | 0 | 0 | 0 | 0 | 4 | 0.16
|  |  |  | Sub-Total |  | 0 | 0 | 6 | 0.24 | 0 | 0 | 0 | 0 | 0 | 0 | 3 | 3 | 9 | 3.24
|  |  | 117 | Lalpur | 1036300 | 0 | 0 | 0 | 0 | 0 | 0 | 0 | 0 | 0 | 0 | 4 | 4 | 4 | 4
|  |  |  | Mushhar Tola |  | 0 | 0 | 4 | 0.16 | 0 | 0 | 0 | 0 | 0 | 0 | 1 | 1 | 5 | 1.16
|  |  |  | Mahato Tola |  | 0 | 0 | 1 | 0.04 | 0 | 0 | 0 | 0 | 0 | 0 | 0 | 0 | 1 | 0.04
|  |  |  | Mushar Tola R D |  | 0 | 0 | 1 | 0.04 | 0 | 0 | 0 | 0 | 0 | 0 | 0 | 0 | 1 | 0.04
|  |  |  | Sub-Total |  | 0 | 0 | 6 | 0.24 | 0 | 0 | 0 | 0 | 0 | 0 | 5 | 5 | 11 | 5.24
|  |  | 118 | Daulatpur | 1036400 | 0 | 0 | 0 | 0 | 0 | 0 | 0 | 0 | 0 | 0 | 0 | 0 | 0 | 0
|  |  |  | Sub-Total |  | 0 | 0 | 0 | 0 | 0 | 0 | 0 | 0 | 0 | 0 | 0 | 0 | 0 | 0
|  |  | 119 | Popidih | 1036500 | 0 | 0 | 19 | 0.76 | 0 | 0 | 0 | 0 | 0 | 0 | 0 | 0 | 19 | 0.76
|  |  |  | Sub-Total |  | 0 | 0 | 19 | 0.76 | 0 | 0 | 0 | 0 | 0 | 0 | 0 | 0 | 19 | 0.76
|  |  | 120 | Nawadih | 1036600 | 0 | 0 | 19 | 0.76 | 0 | 0 | 0 | 0 | 0 | 0 | 0 | 0 | 19 | 0.76
|  |  |  | Sub-Total |  | 0 | 0 | 19 | 0.76 | 0 | 0 | 0 | 0 | 0 | 0 | 0 | 0 | 19 | 0.76
|  |  | 121 | Hathiara | 1036800 | 0 | 0 | 6 | 0.24 | 0 | 0 | 0 | 0 | 0 | 0 | 3 | 3 | 9 | 3.24
|  |  |  | Chodhary Tola |  | 0 | 0 | 4 | 0.16 | 0 | 0 | 0 | 0 | 0 | 0 | 0 | 0 | 4 | 0.16
|  |  |  | Harijan Tola |  | 0 | 0 | 6 | 0.24 | 0 | 0 | 0 | 0 | 0 | 0 | 0 | 0 | 6 | 0.24
|  |  |  | Sub-Total |  | 0 | 0 | 16 | 0.64 | 0 | 0 | 0 | 0 | 0 | 0 | 3 | 3 | 19 | 3.64
|  |  | 122 | Sangramloria (Upper Tola) | 1037000 | 0 | 0 | 0 | 0 | 0 | 0 | 0 | 0 | 0 | 0 | 9 | 9 | 9 | 9
|  |  |  | Niche Tola |  | 0 | 0 | 0 | 0 | 0 | 0 | 0 | 0 | 0 | 0 | 10 | 10 | 10 | 10
|  |  |  | Gobindpur Tola |  | 0 | 0 | 0 | 0 | 0 | 0 | 0 | 0 | 0 | 0 | 4 | 4 | 4 | 4
|  |  |  | Sub-Total |  | 0 | 0 | 0 | 0 | 0 | 0 | 0 | 0 | 0 | 0 | 23 | 23 | 23 | 23
|  |  | 123 | Sankrigali | 1037300 | 0 | 0 | 0 | 0 | 0 | 0 | 0 | 0 | 0 | 0 | 8 | 8 | 8 | 8
|  |  |  | Sub-Total |  | 0 | 0 | 0 | 0 | 0 | 0 | 0 | 0 | 0 | 0 | 8 | 8 | 8 | 8
|  |  | 124 | Malidih | 1038500 | 0 | 0 | 1 | 0.04 | 0 | 0 | 0 | 0 | 0 | 0 | 1 | 1 | 2 | 1.04
|  |  |  | Sub-Total |  | 0 | 0 | 1 | 0.04 | 0 | 0 | 0 | 0 | 0 | 0 | 1 | 1 | 2 | 1.04
|  |  | 125 | Chichahra (Uper Tola) | 1039200 | 0 | 0 | 4 | 0.16 | 0 | 0 | 0 | 0 | 0 | 0 | 1 | 1 | 5 | 1.16
|  |  |  | Niche Tola |  | 0 | 0 | 9 | 0.36 | 0 | 0 | 0 | 0 | 0 | 0 | 1 | 1 | 10 | 1.36
|  |  |  | Chapraheya Tola |  | 0 | 0 | 7 | 0.28 | 0 | 0 | 0 | 0 | 0 | 0 | 1 | 1 | 8 | 1.28
|  |  |  | Sub-Total |  | 0 | 0 | 20 | 0.8 | 0 | 0 | 0 | 0 | 0 | 0 | 3 | 3 | 23 | 3.8
|  |  | 126 | Masnudih | 1041700 | 0 | 0 | 3 | 0.12 | 0 | 0 | 0 | 0 | 0 | 0 | 1 | 1 | 4 | 1.12
|  |  |  | Sub-Total |  | 0 | 0 | 3 | 0.12 | 0 | 0 | 0 | 0 | 0 | 0 | 1 | 1 | 4 | 1.12
|  |  | 127 | Dhawatanr | 1041900 | 0 | 0 | 5 | 0.2 | 0 | 0 | 0 | 0 | 0 | 0 | 0 | 0 | 5 | 0.2
|  |  |  | Sub-Total |  | 0 | 0 | 5 | 0.2 | 0 | 0 | 0 | 0 | 0 | 0 | 0 | 0 | 5 | 0.2
|  |  | 128 | Simra | 1042000 | 0 | 0 | 4 | 0.16 | 0 | 0 | 0 | 0 | 0 | 0 | 4 | 4 | 8 | 4.16
|  |  |  | Niche Tola |  | 0 | 0 | 0 | 0 | 0 | 0 | 0 | 0 | 0 | 0 | 0 | 0 | 0 | 0
|  |  |  | Harijan Tola |  | 0 | 0 | 0 | 0 | 0 | 0 | 0 | 0 | 0 | 0 | 0 | 0 | 0 | 0
|  |  |  | Bich Tola |  | 0 | 0 | 5 | 0.2 | 0 | 0 | 0 | 0 | 0 | 0 | 0 | 0 | 5 | 0.2
|  |  |  | Bharampur |  | 0 | 0 | 0 | 0 | 0 | 0 | 0 | 0 | 0 | 0 | 2 | 2 | 2 | 2
|  |  |  | Sub-Total |  | 0 | 0 | 9 | 0.36 | 0 | 0 | 0 | 0 | 0 | 0 | 6 | 6 | 15 | 6.36
|  |  | 129 | Kusmil(Uper tola) | 1042100 | 0 | 0 | 0 | 0 | 0 | 0 | 0 | 0 | 0 | 0 | 2 | 2 | 2 | 2
|  |  |  | Dakshin tola |  | 0 | 0 | 0 | 0 | 0 | 0 | 0 | 0 | 0 | 0 | 4 | 4 | 4 | 4
|  |  |  | Harijan tola |  | 22 | 11 | 39 | 1.56 | 0 | 0 | 0 | 0 | 0 | 0 | 4 | 4 | 65 | 16.56
|  |  |  | Sub-Total |  | 22 | 11 | 39 | 1.56 | 0 | 0 | 0 | 0 | 0 | 0 | 10 | 10 | 71 | 22.56
|  |  | 130 | Udaipur | 1042200 | 0 | 0 | 0 | 0 | 0 | 0 | 0 | 0 | 0 | 0 | 3 | 3 | 3 | 3
|  |  |  | Mahtodih |  | 0 | 0 | 0 | 0 | 0 | 0 | 0 | 0 | 0 | 0 | 5 | 5 | 5 | 5
|  |  |  | Sub-Total |  | 0 | 0 | 0 | 0 | 0 | 0 | 0 | 0 | 0 | 0 | 8 | 8 | 8 | 8
|  |  | 131 | Kurumtanr (Yadav Tola) | 1042600 | 0 | 0 | 1 | 0.04 | 0 | 0 | 0 | 0 | 0 | 0 | 3 | 3 | 4 | 3.04
|  |  |  | Harijan Tola |  | 0 | 0 | 1 | 0.04 | 0 | 0 | 0 | 0 | 0 | 0 | 0 | 0 | 1 | 0.04
|  |  |  | Yadav Tola-II |  | 0 | 0 | 4 | 0.16 | 0 | 0 | 0 | 0 | 0 | 0 | 1 | 1 | 5 | 1.16
|  |  |  | Sub-Total |  | 0 | 0 | 6 | 0.24 | 0 | 0 | 0 | 0 | 0 | 0 | 4 | 4 | 10 | 4.24
|  |  | 132 | Satar | 1042700 | 0 | 0 | 8 | 0.32 | 0 | 0 | 0 | 0 | 0 | 0 | 1 | 1 | 9 | 1.32
|  |  |  | Sub-Total |  | 0 | 0 | 8 | 0.32 | 0 | 0 | 0 | 0 | 0 | 0 | 1 | 1 | 9 | 1.32
|  |  | 133 | Satariya (Brahman Tola) | 1042900 | 0 | 0 | 9 | 0.36 | 0 | 0 | 0 | 0 | 0 | 0 | 4 | 4 | 13 | 4.36
|  |  |  | Harijan Tola |  | 0 | 0 | 17 | 0.68 | 0 | 0 | 0 | 0 | 0 | 0 | 2 | 2 | 19 | 2.68
|  |  |  | Sub-Total |  | 0 | 0 | 26 | 1.04 | 0 | 0 | 0 | 0 | 0 | 0 | 6 | 6 | 32 | 7.04
|  |  | 134 | Baijnathpur (Rewari Tola+ Brahman Tola) | 1043000 | 0 | 0 | 9 | 0.36 | 0 | 0 | 0 | 0 | 0 | 0 | 2 | 2 | 11 | 2.36
|  |  |  | Harijan Tola |  | 0 | 0 | 7 | 0.28 | 0 | 0 | 0 | 0 | 0 | 0 | 0 | 0 | 7 | 0.28
|  |  |  | Das Tola |  | 0 | 0 | 1 | 0.04 | 0 | 0 | 0 | 0 | 0 | 0 | 1 | 1 | 2 | 1.04
|  |  |  | Sub-Total |  | 0 | 0 | 17 | 0.68 | 0 | 0 | 0 | 0 | 0 | 0 | 3 | 3 | 20 | 3.68
|  |  | 135 | Malpur | 1043100 | 0 | 0 | 0 | 0 | 0 | 0 | 0 | 0 | 0 | 0 | 9 | 9 | 9 | 9
|  |  |  | Sub-Total |  | 0 | 0 | 0 | 0 | 0 | 0 | 0 | 0 | 0 | 0 | 9 | 9 | 9 | 9
|  |  | 136 | Misirjamua (Misir Tola) | 1043200 | 0 | 0 | 4 | 0.16 | 0 | 0 | 0 | 0 | 0 | 0 | 0 | 0 | 4 | 0.16
|  |  |  | Niche Tola |  | 0 | 0 | 1 | 0.04 | 0 | 0 | 0 | 0 | 0 | 0 | 1 | 1 | 2 | 1.04
|  |  |  | Naya Tola |  | 0 | 0 | 3 | 0.12 | 0 | 0 | 0 | 0 | 0 | 0 | 0 | 0 | 3 | 0.12
|  |  |  | Harijan Tola |  | 0 | 0 | 13 | 0.52 | 0 | 0 | 0 | 0 | 0 | 0 | 0 | 0 | 13 | 0.52
|  |  |  | Sub-Total |  | 0 | 0 | 21 | 0.84 | 0 | 0 | 0 | 0 | 0 | 0 | 1 | 1 | 22 | 1.84
|  |  | 137 | Satarkharpas | 1043500 | 0 | 0 | 8 | 0.32 | 0 | 0 | 0 | 0 | 0 | 0 | 7 | 7 | 15 | 7.32
|  |  |  | Sub-Total |  | 0 | 0 | 8 | 0.32 | 0 | 0 | 0 | 0 | 0 | 0 | 7 | 7 | 15 | 7.32
|  |  | 138 | Chochawa | 1043600 | 0 | 0 | 0 | 0 | 0 | 0 | 0 | 0 | 0 | 0 | 3 | 3 | 3 | 3
|  |  |  | Sub-Total |  | 0 | 0 | 0 | 0 | 0 | 0 | 0 | 0 | 0 | 0 | 3 | 3 | 3 | 3
|  |  | 139 | Singhpur Jogidih | 1044000 | 0 | 0 | 5 | 0.2 | 0 | 0 | 0 | 0 | 0 | 0 | 4 | 4 | 9 | 4.2
|  |  |  | Sub-Total |  | 0 | 0 | 5 | 0.2 | 0 | 0 | 0 | 0 | 0 | 0 | 4 | 4 | 9 | 4.2
|  |  | 140 | Ambatanr (Harijan Tola) | 1044200 | 0 | 0 | 3 | 0.12 | 0 | 0 | 0 | 0 | 0 | 0 | 1 | 1 | 4 | 1.12
|  |  |  | Yadav Tola |  | 0 | 0 | 5 | 0.2 | 0 | 0 | 0 | 0 | 0 | 0 | 0 | 0 | 5 | 0.2
|  |  |  | Sub-Total |  | 0 | 0 | 8 | 0.32 | 0 | 0 | 0 | 0 | 0 | 0 | 1 | 1 | 9 | 1.32
|  |  | 141 | Chitolorhiya (Punadi Tola) | 1044400 | 0 | 0 | 0 | 0 | 0 | 0 | 0 | 0 | 0 | 0 | 4 | 4 | 4 | 4
|  |  |  | Uper Tola |  | 0 | 0 | 0 | 0 | 0 | 0 | 0 | 0 | 0 | 0 | 12 | 12 | 12 | 12
|  |  |  | Boro Tola |  | 0 | 0 | 0 | 0 | 0 | 0 | 0 | 0 | 0 | 0 | 1 | 1 | 1 | 1
|  |  |  | Sub-Total |  | 0 | 0 | 0 | 0 | 0 | 0 | 0 | 0 | 0 | 0 | 17 | 17 | 17 | 17
|  |  | 142 | Guglidih | 1044500 | 0 | 0 | 2 | 0.08 | 0 | 0 | 0 | 0 | 0 | 0 | 5 | 5 | 7 | 5.08
|  |  |  | Sub-Total |  | 0 | 0 | 2 | 0.08 | 0 | 0 | 0 | 0 | 0 | 0 | 5 | 5 | 7 | 5.08
|  |  | 143 | Kariyasa (Nicha Tola | 1044600 | 0 | 0 | 0 | 0 | 0 | 0 | 0 | 0 | 0 | 0 | 2 | 2 | 2 | 2
|  |  |  | Uper Tola |  | 0 | 0 | 38 | 1.52 | 0 | 0 | 0 | 0 | 0 | 0 | 2 | 2 | 40 | 3.52
|  |  |  | Sub-Total |  | 0 | 0 | 38 | 1.52 | 0 | 0 | 0 | 0 | 0 | 0 | 4 | 4 | 42 | 5.52
|  |  | 144 | Debnathdih | 1044700 | 0 | 0 | 0 | 0 | 0 | 0 | 0 | 0 | 0 | 0 | 0 | 0 | 0 | 0
|  |  |  | Sub-Total |  | 0 | 0 | 0 | 0 | 0 | 0 | 0 | 0 | 0 | 0 | 0 | 0 | 0 | 0
|  |  | 145 | Tharhidalanpur (Harijan Tola) | 1044800 | 0 | 0 | 0 | 0 | 0 | 0 | 0 | 0 | 0 | 0 | 5 | 5 | 5 | 5
|  |  |  | Dube Tola |  | 0 | 0 | 1 | 0.04 | 0 | 0 | 0 | 0 | 0 | 0 | 0 | 0 | 1 | 0.04
|  |  |  | Ramani Tola |  | 0 | 0 | 0 | 0 | 0 | 0 | 0 | 0 | 0 | 0 | 0 | 0 | 0 | 0
|  |  |  | Muslim Tola |  | 0 | 0 | 6 | 0.24 | 0 | 0 | 0 | 0 | 0 | 0 | 0 | 0 | 6 | 0.24
|  |  |  | Sub-Total |  | 0 | 0 | 7 | 0.28 | 0 | 0 | 0 | 0 | 0 | 0 | 5 | 5 | 12 | 5.28
|  |  | 146 | Bhandar Kola (Muslim Tola) | 1045000 | 0 | 0 | 0 | 0 | 0 | 0 | 0 | 0 | 0 | 0 | 2 | 2 | 2 | 2
|  |  |  | Mandal Tola |  | 0 | 0 | 0 | 0 | 0 | 0 | 0 | 0 | 0 | 0 | 0 | 0 | 0 | 0
|  |  |  | Yadav Tola |  | 0 | 0 | 0 | 0 | 0 | 0 | 0 | 0 | 0 | 0 | 0 | 0 | 0 | 0
|  |  |  | Sub-Total |  | 0 | 0 | 0 | 0 | 0 | 0 | 0 | 0 | 0 | 0 | 2 | 2 | 2 | 2
|  |  | 147 | Katia | 1045100 | 0 | 0 | 0 | 0 | 0 | 0 | 0 | 0 | 0 | 0 | 4 | 4 | 4 | 4
|  |  |  | Katia Chitt |  | 0 | 0 | 19 | 0.76 | 0 | 0 | 0 | 0 | 0 | 0 | 4 | 4 | 23 | 4.76
|  |  |  | Sub-Total |  | 0 | 0 | 19 | 0.76 | 0 | 0 | 0 | 0 | 0 | 0 | 8 | 8 | 27 | 8.76
|  |  | 148 | Sundari | 1045200 | 0 | 0 | 8 | 0.32 | 0 | 0 | 0 | 0 | 0 | 0 | 2 | 2 | 10 | 2.32
|  |  |  | Yadav Tola |  | 0 | 0 | 3 | 0.12 | 0 | 0 | 0 | 0 | 0 | 0 | 0 | 0 | 3 | 0.12
|  |  |  | Sub-Total |  | 0 | 0 | 11 | 0.44 | 0 | 0 | 0 | 0 | 0 | 0 | 2 | 2 | 13 | 2.44
|  |  | 149 | Kunda | 1045400 | 0 | 0 | 2 | 0.08 | 0 | 0 | 0 | 0 | 0 | 0 | 1 | 1 | 3 | 1.08
|  |  |  | Sub-Total |  | 0 | 0 | 2 | 0.08 | 0 | 0 | 0 | 0 | 0 | 0 | 1 | 1 | 3 | 1.08
|  |  | 150 | Kanijor | 1045700 | 0 | 0 | 0 | 0 | 0 | 0 | 0 | 0 | 0 | 0 | 2 | 2 | 2 | 2
|  |  |  | Sub-Total |  | 0 | 0 | 0 | 0 | 0 | 0 | 0 | 0 | 0 | 0 | 2 | 2 | 2 | 2
|  |  | 151 | Jatahi | 1045800 | 0 | 0 | 0 | 0 | 0 | 0 | 0 | 0 | 0 | 0 | 9 | 9 | 9 | 9
|  |  |  | Sub-Total |  | 0 | 0 | 0 | 0 | 0 | 0 | 0 | 0 | 0 | 0 | 9 | 9 | 9 | 9
|  |  | 152 | Baghmara | 1045900 | 0 | 0 | 6 | 0.24 | 0 | 0 | 0 | 0 | 0 | 0 | 0 | 0 | 6 | 0.24
|  |  |  | Sub-Total |  | 0 | 0 | 6 | 0.24 | 0 | 0 | 0 | 0 | 0 | 0 | 0 | 0 | 6 | 0.24
|  |  | 153 | Baijnathpur | 1046000 | 0 | 0 | 0 | 0 | 0 | 0 | 0 | 0 | 0 | 0 | 0 | 0 | 0 | 0
|  |  |  | Sub-Total |  | 0 | 0 | 0 | 0 | 0 | 0 | 0 | 0 | 0 | 0 | 0 | 0 | 0 | 0
|  |  | 154 | Karhanibad | 1046100 | 0 | 0 | 0 | 0 | 0 | 0 | 0 | 0 | 0 | 0 | 11 | 11 | 11 | 11
|  |  |  | Sub-Total |  | 0 | 0 | 0 | 0 | 0 | 0 | 0 | 0 | 0 | 0 | 11 | 11 | 11 | 11
|  |  | 155 | Tetariya (Yadav Tola) | 1046300 | 0 | 0 | 0 | 0 | 0 | 0 | 0 | 0 | 0 | 0 | 10 | 10 | 10 | 10
|  |  |  | Harijan Tola |  | 0 | 0 | 22 | 0.88 | 0 | 0 | 0 | 0 | 0 | 0 | 2 | 2 | 24 | 2.88
|  |  |  | Sub-Total |  | 0 | 0 | 22 | 0.88 | 0 | 0 | 0 | 0 | 0 | 0 | 12 | 12 | 34 | 12.88
|  |  | 156 | Majhiana | 1046500 | 0 | 0 | 24 | 0.96 | 0 | 0 | 0 | 0 | 0 | 0 | 2 | 2 | 26 | 2.96
|  |  |  | Sub-Total |  | 0 | 0 | 24 | 0.96 | 0 | 0 | 0 | 0 | 0 | 0 | 2 | 2 | 26 | 2.96
|  |  | 157 | Padumpur | 1046900 | 0 | 0 | 0 | 0 | 0 | 0 | 0 | 0 | 0 | 0 | 3 | 3 | 3 | 3
|  |  |  | Sub-Total |  | 0 | 0 | 0 | 0 | 0 | 0 | 0 | 0 | 0 | 0 | 3 | 3 | 3 | 3
|  |  | 158 | Saluriadih | 1047200 | 0 | 0 | 0 | 0 | 0 | 0 | 0 | 0 | 0 | 0 | 1 | 1 | 1 | 1
|  |  |  | Sub-Total |  | 0 | 0 | 0 | 0 | 0 | 0 | 0 | 0 | 0 | 0 | 1 | 1 | 1 | 1
|  |  | 159 | Chamrakanali | 1047300 | 0 | 0 | 0 | 0 | 0 | 0 | 0 | 0 | 0 | 0 | 0 | 0 | 0 | 0
|  |  |  | Sub-Total |  | 0 | 0 | 0 | 0 | 0 | 0 | 0 | 0 | 0 | 0 | 0 | 0 | 0 | 0
|  |  | 160 | Mohanpur | 1047400 | 0 | 0 | 2 | 0.08 | 0 | 0 | 0 | 0 | 0 | 0 | 0 | 0 | 2 | 0.08
|  |  |  | Sub-Total |  | 0 | 0 | 2 | 0.08 | 0 | 0 | 0 | 0 | 0 | 0 | 0 | 0 | 2 | 0.08
|  |  | 161 | Gauripur (Niche Tola) | 1047500 | 0 | 0 | 0 | 0 | 0 | 0 | 0 | 0 | 0 | 0 | 2 | 2 | 2 | 2
|  |  |  | Uper Tola |  | 0 | 0 | 0 | 0 | 0 | 0 | 0 | 0 | 0 | 0 | 0 | 0 | 0 | 0
|  |  |  | Koridih |  | 0 | 0 | 0 | 0 | 0 | 0 | 0 | 0 | 0 | 0 | 0 | 0 | 0 | 0
|  |  |  | Sub-Total |  | 0 | 0 | 0 | 0 | 0 | 0 | 0 | 0 | 0 | 0 | 2 | 2 | 2 | 2
|  |  | 162 | Bisunpur | 1047700 | 0 | 0 | 12 | 0.48 | 0 | 0 | 0 | 0 | 0 | 0 | 0 | 0 | 12 | 0.48
|  |  |  | Moorladih |  | 0 | 0 | 6 | 0.24 | 0 | 0 | 0 | 0 | 0 | 0 | 1 | 1 | 7 | 1.24
|  |  |  | Sailaiya |  | 0 | 0 | 3 | 0.12 | 0 | 0 | 0 | 0 | 0 | 0 | 2 | 2 | 5 | 2.12
|  |  |  | Sub-Total |  | 0 | 0 | 21 | 0.84 | 0 | 0 | 0 | 0 | 0 | 0 | 3 | 3 | 24 | 3.84
|  |  | 163 | Belbahiyari | 1047800 | 0 | 0 | 0 | 0 | 0 | 0 | 0 | 0 | 0 | 0 | 3 | 3 | 3 | 3
|  |  |  | Sub-Total |  | 0 | 0 | 0 | 0 | 0 | 0 | 0 | 0 | 0 | 0 | 3 | 3 | 3 | 3
|  |  | 164 | Khaspaika (Brahman Tola) | 1047900 | 0 | 0 | 0 | 0 | 0 | 0 | 0 | 0 | 0 | 0 | 0 | 0 | 0 | 0
|  |  |  | Verma Tola |  | 0 | 0 | 0 | 0 | 0 | 0 | 0 | 0 | 0 | 0 | 0 | 0 | 0 | 0
|  |  |  | Harijan Tola |  | 0 | 0 | 2 | 0.08 | 0 | 0 | 0 | 0 | 0 | 0 | 0 | 0 | 2 | 0.08
|  |  |  | Uper Tola |  | 0 | 0 | 3 | 0.12 | 0 | 0 | 0 | 0 | 0 | 0 | 0 | 0 | 3 | 0.12
|  |  |  | Lapit Tola |  | 0 | 0 | 0 | 0 | 0 | 0 | 0 | 0 | 0 | 0 | 0 | 0 | 0 | 0
|  |  |  | Sub-Total |  | 0 | 0 | 5 | 0.2 | 0 | 0 | 0 | 0 | 0 | 0 | 0 | 0 | 5 | 0.2
|  |  | 165 | Kadai (Nichla Tola) | 1048100 | 0 | 0 | 1 | 0.04 | 0 | 0 | 0 | 0 | 0 | 0 | 0 | 0 | 1 | 0.04
|  |  |  | Uper Tola |  | 0 | 0 | 1 | 0.04 | 0 | 0 | 0 | 0 | 0 | 0 | 0 | 0 | 1 | 0.04
|  |  |  | Sub-Total |  | 0 | 0 | 2 | 0.08 | 0 | 0 | 0 | 0 | 0 | 0 | 0 | 0 | 2 | 0.08
|  |  | 166 | Basbariya (Niche Tola) | 1048200 | 0 | 0 | 4 | 0.16 | 0 | 0 | 0 | 0 | 0 | 0 | 0 | 0 | 4 | 0.16
|  |  |  | Das Tola |  | 0 | 0 | 5 | 0.2 | 0 | 0 | 0 | 0 | 0 | 0 | 0 | 0 | 5 | 0.2
|  |  |  | Uper Tola |  | 0 | 0 | 5 | 0.2 | 0 | 0 | 0 | 0 | 0 | 0 | 0 | 0 | 5 | 0.2
|  |  |  | Sub-Total |  | 0 | 0 | 14 | 0.56 | 0 | 0 | 0 | 0 | 0 | 0 | 0 | 0 | 14 | 0.56
|  |  | 167 | Paharpur | 1049000 | 0 | 0 | 0 | 0 | 0 | 0 | 0 | 0 | 0 | 0 | 0 | 0 | 0 | 0
|  |  |  | Sarkanda |  | 0 | 0 | 0 | 0 | 0 | 0 | 0 | 0 | 0 | 0 | 0 | 0 | 0 | 0
|  |  |  | Sub-Total |  | 0 | 0 | 0 | 0 | 0 | 0 | 0 | 0 | 0 | 0 | 0 | 0 | 0 | 0
|  |  | 168 | Chanddih ( Harijan Tola) | 1049100 | 0 | 0 | 0 | 0 | 0 | 0 | 0 | 0 | 0 | 0 | 1 | 1 | 1 | 1
|  |  |  | Md. Tola |  | 0 | 0 | 0 | 0 | 0 | 0 | 0 | 0 | 0 | 0 | 0 | 0 | 0 | 0
|  |  |  | Darga Tola |  | 0 | 0 | 0 | 0 | 0 | 0 | 0 | 0 | 0 | 0 | 0 | 0 | 0 | 0
|  |  |  | Sub-Total |  | 0 | 0 | 0 | 0 | 0 | 0 | 0 | 0 | 0 | 0 | 1 | 1 | 1 | 1
|  |  | 169 | Kasidih (Upper Tola) | 1049200 | 0 | 0 | 8 | 0.32 | 0 | 0 | 0 | 0 | 0 | 0 | 1 | 1 | 9 | 1.32
|  |  |  | Niche Tola |  | 0 | 0 | 5 | 0.2 | 0 | 0 | 0 | 0 | 0 | 0 | 0 | 0 | 5 | 0.2
|  |  |  | Das Tola |  | 0 | 0 | 0 | 0 | 0 | 0 | 0 | 0 | 0 | 0 | 2 | 2 | 2 | 2
|  |  |  | Ghatwar Tola |  | 0 | 0 | 0 | 0 | 0 | 0 | 0 | 0 | 0 | 0 | 1 | 1 | 1 | 1
|  |  |  | Sub-Total |  | 0 | 0 | 13 | 0.52 | 0 | 0 | 0 | 0 | 0 | 0 | 4 | 4 | 17 | 4.52
|  |  | 170 | Basmata | 1049500 | 0 | 0 | 41 | 1.64 | 0 | 0 | 0 | 0 | 0 | 0 | 6 | 6 | 47 | 7.64
|  |  |  | Sub-Total |  | 0 | 0 | 41 | 1.64 | 0 | 0 | 0 | 0 | 0 | 0 | 6 | 6 | 47 | 7.64
|  |  | 171 | Khajuriya | 1049600 | 0 | 0 | 0 | 0 | 0 | 0 | 0 | 0 | 0 | 0 | 3 | 3 | 3 | 3
|  |  |  | Sub-Total |  | 0 | 0 | 0 | 0 | 0 | 0 | 0 | 0 | 0 | 0 | 3 | 3 | 3 | 3
|  |  |  | BLOCK TOTAL |  | 102 | 51 | 1256 | 50.24 | 0 | 0 | 0 | 0 | 0 | 0 | 538 | 538 | 1896 | 639.24
2 | Mohanpur | 2 | 1 | Khajuria (Kawariya Path-I) | 1050200 | 0 | 0 | 0 | 0 | 0 | 0 | 0 | 0 | 0 | 0 | 0 | 0 | 0 | 0
|  |  |  | Kewariya Path_II |  | 0 | 0 | 0 | 0 | 0 | 0 | 0 | 0 | 0 | 0 | 0 | 0 | 0 | 0
|  |  |  | Kewariya Path_III |  | 0 | 0 | 0 | 0 | 0 | 0 | 0 | 0 | 0 | 0 | 0 | 0 | 0 | 0
|  |  |  | Naya Tola |  | 0 | 0 | 0 | 0 | 0 | 0 | 0 | 0 | 0 | 0 | 0 | 0 | 0 | 0
|  |  |  | Road Tola |  | 0 | 0 | 0 | 0 | 0 | 0 | 0 | 0 | 0 | 0 | 0 | 0 | 0 | 0
|  |  |  | Sub-Total |  | 0 | 0 | 0 | 0 | 0 | 0 | 0 | 0 | 0 | 0 | 0 | 0 | 0 | 0
|  |  | 2 | Sarasani(Yadav Tola) | 1050300 | 0 | 0 | 4 | 0.16 | 0 | 0 | 0 | 0 | 0 | 0 | 0 | 0 | 4 | 0.16
|  |  |  | Pandit tola |  | 0 | 0 | 1 | 0.04 | 0 | 0 | 0 | 0 | 0 | 0 | 0 | 0 | 1 | 0.04
|  |  |  | Sub Total |  | 0 | 0 | 5 | 0.2 | 0 | 0 | 0 | 0 | 0 | 0 | 0 | 0 | 5 | 0.2
|  |  | 3 | Nawadih (Napit Tola-I) | 1052500 | 0 | 0 | 5 | 0.2 | 0 | 0 | 0 | 0 | 0 | 0 | 0 | 0 | 5 | 0.2
|  |  |  | Nawadih (Napit Tola-II) |  | 0 | 0 | 2 | 0.08 | 0 | 0 | 0 | 0 | 0 | 0 | 0 | 0 | 2 | 0.08
|  |  |  | Maric Tola |  | 0 | 0 | 0 | 0 | 0 | 0 | 0 | 0 | 0 | 0 | 0 | 0 | 0 | 0
|  |  |  | Babubhaiya |  | 0 | 0 | 0 | 0 | 0 | 0 | 0 | 0 | 0 | 0 | 0 | 0 | 0 | 0
|  |  |  | Sub-Total |  | 0 | 0 | 7 | 0.28 | 0 | 0 | 0 | 0 | 0 | 0 | 0 | 0 | 7 | 0.28
|  |  | 4 | Khobha (Yadav Tola) | 1052600 | 0 | 0 | 0 | 0 | 0 | 0 | 0 | 0 | 0 | 0 | 0 | 0 | 0 | 0
|  |  |  | Khobha |  | 0 | 0 | 0 | 0 | 0 | 0 | 0 | 0 | 0 | 0 | 0 | 0 | 0 | 0
|  |  |  | Sub-Total |  | 0 | 0 | 0 | 0 | 0 | 0 | 0 | 0 | 0 | 0 | 0 | 0 | 0 | 0
|  |  | 5 | Hirna | 1053400 | 0 | 0 | 0 | 0 | 0 | 0 | 0 | 0 | 0 | 0 | 0 | 0 | 0 | 0
|  |  |  | Sub-Total |  | 0 | 0 | 0 | 0 | 0 | 0 | 0 | 0 | 0 | 0 | 0 | 0 | 0 | 0
|  |  | 6 | Bihroji | 1057900 | 0 | 0 | 2 | 0.08 | 0 | 0 | 0 | 0 | 0 | 0 | 0 | 0 | 2 | 0.08
|  |  |  | Danga tola |  | 0 | 0 | 2 | 0.08 | 0 | 0 | 0 | 0 | 0 | 0 | 0 | 0 | 2 | 0.08
|  |  |  | Neche tola |  | 0 | 0 | 1 | 0.04 | 0 | 0 | 0 | 0 | 0 | 0 | 0 | 0 | 1 | 0.04
|  |  |  | Uper tola |  | 0 | 0 | 0 | 0 | 0 | 0 | 0 | 0 | 0 | 0 | 0 | 0 | 0 | 0
|  |  |  | Sub-Total |  | 0 | 0 | 5 | 0.2 | 0 | 0 | 0 | 0 | 0 | 0 | 0 | 0 | 5 | 0.2
|  |  | 7 | Nokhil | 1058000 | 0 | 0 | 0 | 0 | 0 | 0 | 0 | 0 | 0 | 0 | 0 | 0 | 0 | 0
|  |  |  | Sub-Total |  | 0 | 0 | 0 | 0 | 0 | 0 | 0 | 0 | 0 | 0 | 0 | 0 | 0 | 0
|  |  | 8 | Phatepur | 1058100 | 0 | 0 | 0 | 0 | 0 | 0 | 0 | 0 | 0 | 0 | 3 | 3 | 3 | 3
|  |  |  | Rout tola |  | 0 | 0 | 0 | 0 | 0 | 0 | 0 | 0 | 0 | 0 | 0 | 0 | 0 | 0
|  |  |  | Mahto tola |  | 0 | 0 | 0 | 0 | 0 | 0 | 0 | 0 | 0 | 0 | 0 | 0 | 0 | 0
|  |  |  | Letwa tola |  | 0 | 0 | 0 | 0 | 0 | 0 | 0 | 0 | 0 | 0 | 0 | 0 | 0 | 0
|  |  |  | Sub-Total |  | 0 | 0 | 0 | 0 | 0 | 0 | 0 | 0 | 0 | 0 | 3 | 3 | 3 | 3
|  |  | 9 | Nakti Dangal tola | 1059400 | 0 | 0 | 0 | 0 | 0 | 0 | 0 | 0 | 0 | 0 | 2 | 2 | 2 | 2
|  |  |  | Nakti tola |  | 0 | 0 | 0 | 0 | 0 | 0 | 0 | 0 | 0 | 0 | 0 | 0 | 0 | 0
|  |  |  | Uper tola |  | 0 | 0 | 0 | 0 | 0 | 0 | 0 | 0 | 0 | 0 | 0 | 0 | 0 | 0
|  |  |  | Neche tola |  | 0 | 0 | 0 | 0 | 0 | 0 | 0 | 0 | 0 | 0 | 0 | 0 | 0 | 0
|  |  |  | Sub-Total |  | 0 | 0 | 0 | 0 | 0 | 0 | 0 | 0 | 0 | 0 | 2 | 2 | 2 | 2
|  |  | 10 | Jiyapani | 1059800 | 4 | 2 | 1 | 0.04 | 0 | 0 | 0 | 0 | 0 | 0 | 0 | 0 | 5 | 2.04
|  |  |  | East Tola |  | 0 | 0 | 0 | 0 | 0 | 0 | 0 | 0 | 0 | 0 | 0 | 0 | 0 | 0
|  |  |  | West Tola |  | 0 | 0 | 0 | 0 | 0 | 0 | 0 | 0 | 0 | 0 | 0 | 0 | 0 | 0
|  |  |  | Niche Tola |  | 0 | 0 | 1 | 0.04 | 0 | 0 | 0 | 0 | 0 | 0 | 0 | 0 | 1 | 0.04
|  |  |  | Sub-Total |  | 4 | 2 | 2 | 0.08 | 0 | 0 | 0 | 0 | 0 | 0 | 0 | 0 | 6 | 2.08
|  |  | 11 | Ratanpur | 1059900 | 0 | 0 | 3 | 0.12 | 0 | 0 | 0 | 0 | 0 | 0 | 1 | 1 | 4 | 1.12
|  |  |  | Harigan tola |  | 0 | 0 | 2 | 0.08 | 0 | 0 | 0 | 0 | 0 | 0 | 0 | 0 | 2 | 0.08
|  |  |  | Djodo tp;a |  | 0 | 0 | 4 | 0.16 | 0 | 0 | 0 | 0 | 0 | 0 | 0 | 0 | 4 | 0.16
|  |  |  | Sub-Total |  | 0 | 0 | 9 | 0.36 | 0 | 0 | 0 | 0 | 0 | 0 | 1 | 1 | 10 | 1.36
|  |  | 12 | Letwa | 1060200 | 0 | 0 | 0 | 0 | 0 | 0 | 0 | 0 | 0 | 0 | 0 | 0 | 0 | 0
|  |  |  | Neha Tola |  | 0 | 0 | 0 | 0 | 0 | 0 | 0 | 0 | 0 | 0 | 0 | 0 | 0 | 0
|  |  |  | Sub-Total |  | 0 | 0 | 0 | 0 | 0 | 0 | 0 | 0 | 0 | 0 | 0 | 0 | 0 | 0
|  |  | 13 | Rikhiyahat | 1060500 | 0 | 0 | 0 | 0 | 0 | 0 | 0 | 0 | 0 | 0 | 0 | 0 | 0 | 0
|  |  |  | Sub-Total |  | 0 | 0 | 0 | 0 | 0 | 0 | 0 | 0 | 0 | 0 | 0 | 0 | 0 | 0
|  |  | 14 | Paniya Pagar | 1061100 | 0 | 0 | 0 | 0 | 0 | 0 | 0 | 0 | 0 | 0 | 1 | 1 | 1 | 1
|  |  |  | Sub-Total |  | 0 | 0 | 0 | 0 | 0 | 0 | 0 | 0 | 0 | 0 | 1 | 1 | 1 | 1
|  |  | 15 | Pahridih | 1061500 | 0 | 0 | 0 | 0 | 0 | 0 | 0 | 0 | 0 | 0 | 0 | 0 | 0 | 0
|  |  |  | Danga tola |  | 0 | 0 | 0 | 0 | 0 | 0 | 0 | 0 | 0 | 0 | 0 | 0 | 0 | 0
|  |  |  | Harigan tola |  | 0 | 0 | 0 | 0 | 0 | 0 | 0 | 0 | 0 | 0 | 0 | 0 | 0 | 0
|  |  |  | Yadav tola |  | 0 | 0 | 0 | 0 | 0 | 0 | 0 | 0 | 0 | 0 | 0 | 0 | 0 | 0
|  |  |  | Sub-Total |  | 0 | 0 | 0 | 0 | 0 | 0 | 0 | 0 | 0 | 0 | 0 | 0 | 0 | 0
|  |  | 16 | Baghakara | 1061600 | 0 | 0 | 0 | 0 | 0 | 0 | 0 | 0 | 0 | 0 | 1 | 1 | 1 | 1
|  |  |  | Sub-Total |  | 0 | 0 | 0 | 0 | 0 | 0 | 0 | 0 | 0 | 0 | 1 | 1 | 1 | 1
|  |  | 17 | Gauri Chak (Upper Tola) | 1061800 | 0 | 0 | 1 | 0.04 | 0 | 0 | 0 | 0 | 0 | 0 | 0 | 0 | 1 | 0.04
|  |  |  | Bich Tola |  | 0 | 0 | 0 | 0 | 0 | 0 | 0 | 0 | 0 | 0 | 0 | 0 | 0 | 0
|  |  |  | Niche Tola |  | 0 | 0 | 0 | 0 | 0 | 0 | 0 | 0 | 0 | 0 | 0 | 0 | 0 | 0
|  |  |  | Sub-Total |  | 0 | 0 | 1 | 0.04 | 0 | 0 | 0 | 0 | 0 | 0 | 0 | 0 | 1 | 0.04
|  |  | 18 | Bhaluwabandh | 1061900 | 0 | 0 | 0 | 0 | 0 | 0 | 0 | 0 | 0 | 0 | 0 | 0 | 0 | 0
|  |  |  | Harigan tola |  | 0 | 0 | 0 | 0 | 0 | 0 | 0 | 0 | 0 | 0 | 0 | 0 | 0 | 0
|  |  |  | Danga tola |  | 0 | 0 | 0 | 0 | 0 | 0 | 0 | 0 | 0 | 0 | 0 | 0 | 0 | 0
|  |  |  | Sub-Total |  | 0 | 0 | 0 | 0 | 0 | 0 | 0 | 0 | 0 | 0 | 0 | 0 | 0 | 0
|  |  | 19 | Kairbank | 1062000 | 0 | 0 | 0 | 0 | 0 | 0 | 0 | 0 | 0 | 0 | 0 | 0 | 0 | 0
|  |  |  | Thakur tola |  | 0 | 0 | 0 | 0 | 0 | 0 | 0 | 0 | 0 | 0 | 0 | 0 | 0 | 0
|  |  |  | Yadav tola |  | 0 | 0 | 0 | 0 | 0 | 0 | 0 | 0 | 0 | 0 | 0 | 0 | 0 | 0
|  |  |  | Sub-Total |  | 0 | 0 | 0 | 0 | 0 | 0 | 0 | 0 | 0 | 0 | 0 | 0 | 0 | 0
|  |  | 20 | Harilajori (Road side tola ) | 1062100 | 0 | 0 | 0 | 0 | 0 | 0 | 0 | 0 | 0 | 0 | 0 | 0 | 0 | 0
|  |  |  | Pandit tola |  | 0 | 0 | 0 | 0 | 0 | 0 | 0 | 0 | 0 | 0 | 0 | 0 | 0 | 0
|  |  |  | Yadav tola |  | 0 | 0 | 0 | 0 | 0 | 0 | 0 | 0 | 0 | 0 | 0 | 0 | 0 | 0
|  |  |  | Santhal tola |  | 0 | 0 | 0 | 0 | 0 | 0 | 0 | 0 | 0 | 0 | 0 | 0 | 0 | 0
|  |  |  | Sub-Total |  | 0 | 0 | 0 | 0 | 0 | 0 | 0 | 0 | 0 | 0 | 0 | 0 | 0 | 0
|  |  | 21 | Nayachitkat (uper tola) | 1062700 | 0 | 0 | 0 | 0 | 0 | 0 | 0 | 0 | 0 | 0 | 0 | 0 | 0 | 0
|  |  |  | Rana tola |  | 0 | 0 | 0 | 0 | 0 | 0 | 0 | 0 | 0 | 0 | 0 | 0 | 0 | 0
|  |  |  | Mandal tola |  | 0 | 0 | 0 | 0 | 0 | 0 | 0 | 0 | 0 | 0 | 0 | 0 | 0 | 0
|  |  |  | Raman tola |  | 0 | 0 | 0 | 0 | 0 | 0 | 0 | 0 | 0 | 0 | 0 | 0 | 0 | 0
|  |  |  | Pandit tola |  | 0 | 0 | 0 | 0 | 0 | 0 | 0 | 0 | 0 | 0 | 0 | 0 | 0 | 0
|  |  |  | Bangali tola |  | 0 | 0 | 0 | 0 | 0 | 0 | 0 | 0 | 0 | 0 | 0 | 0 | 0 | 0
|  |  |  | Ravan tola |  | 0 | 0 | 0 | 0 | 0 | 0 | 0 | 0 | 0 | 0 | 0 | 0 | 0 | 0
|  |  |  | Yadav tola |  | 27 | 13.5 | 10 | 0.4 | 0 | 0 | 0 | 0 | 0 | 0 | 1 | 1 | 38 | 14.9
|  |  |  | Sub-Total |  | 27 | 13.5 | 10 | 0.4 | 0 | 0 | 0 | 0 | 0 | 0 | 1 | 1 | 38 | 14.9
|  |  | 22 | Heth Ambakura | 1063200 | 0 | 0 | 3 | 0.12 | 0 | 0 | 0 | 0 | 0 | 0 | 0 | 0 | 3 | 0.12
|  |  |  | Sub-Total |  | 0 | 0 | 3 | 0.12 | 0 | 0 | 0 | 0 | 0 | 0 | 0 | 0 | 3 | 0.12
|  |  | 23 | Bela | 1063300 | 0 | 0 | 0 | 0 | 0 | 0 | 0 | 0 | 0 | 0 | 0 | 0 | 0 | 0
|  |  |  | Sub-Total |  | 0 | 0 | 0 | 0 | 0 | 0 | 0 | 0 | 0 | 0 | 0 | 0 | 0 | 0
|  |  | 24 | Muspha | 1063500 | 0 | 0 | 8 | 0.32 | 0 | 0 | 0 | 0 | 0 | 0 | 0 | 0 | 8 | 0.32
|  |  |  | Sub-Total |  | 0 | 0 | 8 | 0.32 | 0 | 0 | 0 | 0 | 0 | 0 | 0 | 0 | 8 | 0.32
|  |  | 25 | Gauriganj | 1063700 | 0 | 0 | 0 | 0 | 0 | 0 | 0 | 0 | 0 | 0 | 1 | 1 | 1 | 1
|  |  |  | Beech tola |  | 0 | 0 | 0 | 0 | 0 | 0 | 0 | 0 | 0 | 0 | 0 | 0 | 0 | 0
|  |  |  | Raut tola |  | 0 | 0 | 0 | 0 | 0 | 0 | 0 | 0 | 0 | 0 | 0 | 0 | 0 | 0
|  |  |  | Sub-Total |  | 0 | 0 | 0 | 0 | 0 | 0 | 0 | 0 | 0 | 0 | 1 | 1 | 1 | 1
|  |  | 26 | Korabandh | 1064000 | 0 | 0 | 0 | 0 | 0 | 0 | 0 | 0 | 0 | 0 | 2 | 2 | 2 | 2
|  |  |  | Sub-Total |  | 0 | 0 | 0 | 0 | 0 | 0 | 0 | 0 | 0 | 0 | 2 | 2 | 2 | 2
|  |  | 27 | Teliya Nawadih | 1064400 | 0 | 0 | 2 | 0.08 | 0 | 0 | 0 | 0 | 0 | 0 | 1 | 1 | 3 | 1.08
|  |  |  | Sub-Total |  | 0 | 0 | 2 | 0.08 | 0 | 0 | 0 | 0 | 0 | 0 | 1 | 1 | 3 | 1.08
|  |  | 28 | Jarwadih (Chach Jabradih) | 1064500 | 0 | 0 | 0 | 0 | 0 | 0 | 0 | 0 | 0 | 0 | 1 | 1 | 1 | 1
|  |  |  | Harijan Tola |  | 0 | 0 | 0 | 0 | 0 | 0 | 0 | 0 | 0 | 0 | 0 | 0 | 0 | 0
|  |  |  | Sub-Total |  | 0 | 0 | 0 | 0 | 0 | 0 | 0 | 0 | 0 | 0 | 1 | 1 | 1 | 1
|  |  | 29 | Chaksirimisirbandh | 1064600 | 0 | 0 | 0 | 0 | 0 | 0 | 0 | 0 | 0 | 0 | 1 | 1 | 1 | 1
|  |  |  | Sub-Total |  | 0 | 0 | 0 | 0 | 0 | 0 | 0 | 0 | 0 | 0 | 1 | 1 | 1 | 1
|  |  | 30 | Bhurbhura | 1064700 | 0 | 0 | 0 | 0 | 0 | 0 | 0 | 0 | 0 | 0 | 0 | 0 | 0 | 0
|  |  |  | Sub-Total |  | 0 | 0 | 0 | 0 | 0 | 0 | 0 | 0 | 0 | 0 | 0 | 0 | 0 | 0
|  |  | 31 | Kurumtanr | 1064800 | 0 | 0 | 0 | 0 | 0 | 0 | 0 | 0 | 0 | 0 | 3 | 3 | 3 | 3
|  |  |  | Sub-Total |  | 0 | 0 | 0 | 0 | 0 | 0 | 0 | 0 | 0 | 0 | 3 | 3 | 3 | 3
|  |  | 32 | Kusumbad | 1065000 | 0 | 0 | 0 | 0 | 0 | 0 | 0 | 0 | 0 | 0 | 0 | 0 | 0 | 0
|  |  |  | Sub-Total |  | 0 | 0 | 0 | 0 | 0 | 0 | 0 | 0 | 0 | 0 | 0 | 0 | 0 | 0
|  |  | 33 | Balsara | 1065100 | 0 | 0 | 0 | 0 | 0 | 0 | 0 | 0 | 0 | 0 | 0 | 0 | 0 | 0
|  |  |  | Sub-Total |  | 0 | 0 | 0 | 0 | 0 | 0 | 0 | 0 | 0 | 0 | 0 | 0 | 0 | 0
|  |  | 34 | Amgaria (Baramar Tola) | 1066000 | 0 | 0 | 0 | 0 | 0 | 0 | 0 | 0 | 0 | 0 | 0 | 0 | 0 | 0
|  |  |  | Harijan Tola |  | 0 | 0 | 0 | 0 | 0 | 0 | 0 | 0 | 0 | 0 | 0 | 0 | 0 | 0
|  |  |  | Sub-Total |  | 0 | 0 | 0 | 0 | 0 | 0 | 0 | 0 | 0 | 0 | 0 | 0 | 0 | 0
|  |  | 35 | Punasiya | 1066100 | 0 | 0 | 0 | 0 | 0 | 0 | 0 | 0 | 0 | 0 | 1 | 1 | 1 | 1
|  |  |  | Santhal tola |  | 0 | 0 | 0 | 0 | 0 | 0 | 0 | 0 | 0 | 0 | 0 | 0 | 0 | 0
|  |  |  | Maahto Tola |  | 0 | 0 | 0 | 0 | 0 | 0 | 0 | 0 | 0 | 0 | 0 | 0 | 0 | 0
|  |  |  | kolony |  | 0 | 0 | 0 | 0 | 0 | 0 | 0 | 0 | 0 | 0 | 0 | 0 | 0 | 0
|  |  |  | Anupmanjhidih |  | 55 | 27.5 | 21 | 0.84 | 0 | 0 | 0 | 0 | 0 | 0 | 2 | 2 | 78 | 30.34
|  |  |  | Sub-Total |  | 55 | 27.5 | 21 | 0.84 | 0 | 0 | 0 | 0 | 0 | 0 | 3 | 3 | 79 | 31.34
|  |  | 36 | Baratikar | 1066200 | 0 | 0 | 9 | 0.36 | 0 | 0 | 0 | 0 | 0 | 0 | 0 | 0 | 9 | 0.36
|  |  |  | Sub-Total |  | 0 | 0 | 9 | 0.36 | 0 | 0 | 0 | 0 | 0 | 0 | 0 | 0 | 9 | 0.36
|  |  | 37 | Rampur | 1066300 | 0 | 0 | 0 | 0 | 0 | 0 | 0 | 0 | 0 | 0 | 0 | 0 | 0 | 0
|  |  |  | Harijan Tola1 |  | 0 | 0 | 0 | 0 | 0 | 0 | 0 | 0 | 0 | 0 | 0 | 0 | 0 | 0
|  |  |  | Das Tola |  | 0 | 0 | 2 | 0.08 | 0 | 0 | 0 | 0 | 0 | 0 | 0 | 0 | 2 | 0.08
|  |  |  | Harijantola2 |  | 0 | 0 | 0 | 0 | 0 | 0 | 0 | 0 | 0 | 0 | 0 | 0 | 0 | 0
|  |  |  | Sub-Total |  | 0 | 0 | 2 | 0.08 | 0 | 0 | 0 | 0 | 0 | 0 | 0 | 0 | 2 | 0.08
|  |  | 38 | Bandha (Naya Tola) | 1066400 | 0 | 0 | 0 | 0 | 0 | 0 | 0 | 0 | 0 | 0 | 0 | 0 | 0 | 0
|  |  |  | Bandha |  | 0 | 0 | 0 | 0 | 0 | 0 | 0 | 0 | 0 | 0 | 1 | 1 | 1 | 1
|  |  |  | Harijan Tola |  | 0 | 0 | 0 | 0 | 0 | 0 | 0 | 0 | 0 | 0 | 1 | 1 | 1 | 1
|  |  |  | Santi Niketan |  | 0 | 0 | 0 | 0 | 0 | 0 | 0 | 0 | 0 | 0 | 0 | 0 | 0 | 0
|  |  |  | Sub-Total |  | 0 | 0 | 0 | 0 | 0 | 0 | 0 | 0 | 0 | 0 | 2 | 2 | 2 | 2
|  |  | 39 | Barhampur | 1066500 | 0 | 0 | 0 | 0 | 0 | 0 | 0 | 0 | 0 | 0 | 0 | 0 | 0 | 0
|  |  |  | Sub-Total |  | 0 | 0 | 0 | 0 | 0 | 0 | 0 | 0 | 0 | 0 | 0 | 0 | 0 | 0
|  |  | 40 | Charkipahari (Santhal Tola) | 1066600 | 38 | 19 | 4 | 0.16 | 0 | 0 | 0 | 0 | 0 | 0 | 1 | 1 | 43 | 20.16
|  |  |  | Pandit tola |  | 0 | 0 | 0 | 0 | 0 | 0 | 0 | 0 | 0 | 0 | 0 | 0 | 0 | 0
|  |  |  | Sub-Total |  | 38 | 19 | 4 | 0.16 | 0 | 0 | 0 | 0 | 0 | 0 | 1 | 1 | 43 | 20.16
|  |  | 41 | Ghordaura | 1066900 | 0 | 0 | 0 | 0 | 0 | 0 | 0 | 0 | 0 | 0 | 0 | 0 | 0 | 0
|  |  |  | Harigan tola |  | 0 | 0 | 0 | 0 | 0 | 0 | 0 | 0 | 0 | 0 | 0 | 0 | 0 | 0
|  |  |  | Sub-Total |  | 0 | 0 | 0 | 0 | 0 | 0 | 0 | 0 | 0 | 0 | 0 | 0 | 0 | 0
|  |  | 42 | Bhikhoa | 1067200 | 0 | 0 | 0 | 0 | 0 | 0 | 0 | 0 | 0 | 0 | 0 | 0 | 0 | 0
|  |  |  | Raut tola |  | 0 | 0 | 4 | 0.16 | 0 | 0 | 0 | 0 | 0 | 0 | 0 | 0 | 4 | 0.16
|  |  |  | Yadav Tola |  | 0 | 0 | 3 | 0.12 | 0 | 0 | 0 | 0 | 0 | 0 | 0 | 0 | 3 | 0.12
|  |  |  | Sub-Total |  | 0 | 0 | 7 | 0.28 | 0 | 0 | 0 | 0 | 0 | 0 | 0 | 0 | 7 | 0.28
|  |  | 43 | Karankol ( Harijan tola) | 1067600 | 0 | 0 | 17 | 0.68 | 0 | 0 | 0 | 0 | 0 | 0 | 1 | 1 | 18 | 1.68
|  |  |  | Jha tola |  | 0 | 0 | 0 | 0 | 0 | 0 | 0 | 0 | 0 | 0 | 1 | 1 | 1 | 1
|  |  |  | Sub-Total |  | 0 | 0 | 17 | 0.68 | 0 | 0 | 0 | 0 | 0 | 0 | 2 | 2 | 19 | 2.68
|  |  | 44 | Titmo | 1068100 | 0 | 0 | 5 | 0.2 | 0 | 0 | 0 | 0 | 0 | 0 | 0 | 0 | 5 | 0.2
|  |  |  | Nicha Tola |  | 0 | 0 | 5 | 0.2 | 0 | 0 | 0 | 0 | 0 | 0 | 1 | 1 | 6 | 1.2
|  |  |  | Sub-Total |  | 0 | 0 | 10 | 0.4 | 0 | 0 | 0 | 0 | 0 | 0 | 1 | 1 | 11 | 1.4
|  |  | 45 | Baliyachauki Surangi | 1068300 | 0 | 0 | 2 | 0.08 | 0 | 0 | 0 | 0 | 0 | 0 | 0 | 0 | 2 | 0.08
|  |  |  | Santhal tola |  | 0 | 0 | 0 | 0 | 0 | 0 | 0 | 0 | 0 | 0 | 0 | 0 | 0 | 0
|  |  |  | Sub-Total |  | 0 | 0 | 2 | 0.08 | 0 | 0 | 0 | 0 | 0 | 0 | 0 | 0 | 2 | 0.08
|  |  | 46 | Nawadih (Thakur tola) | 1068700 | 0 | 0 | 0 | 0 | 0 | 0 | 0 | 0 | 0 | 0 | 0 | 0 | 0 | 0
|  |  |  | Nawadih |  | 0 | 0 | 5 | 0.2 | 0 | 0 | 0 | 0 | 0 | 0 | 2 | 2 | 7 | 2.2
|  |  |  | Tate Jora |  | 0 | 0 | 0 | 0 | 0 | 0 | 0 | 0 | 0 | 0 | 0 | 0 | 0 | 0
|  |  |  | Sub-Total |  | 0 | 0 | 5 | 0.2 | 0 | 0 | 0 | 0 | 0 | 0 | 2 | 2 | 7 | 2.2
|  |  | 47 | Dasdih | 1068800 | 0 | 0 | 0 | 0 | 0 | 0 | 0 | 0 | 0 | 0 | 1 | 1 | 1 | 1
|  |  |  | Dasdih (Harijan tola) |  | 0 | 0 | 0 | 0 | 0 | 0 | 0 | 0 | 0 | 0 | 0 | 0 | 0 | 0
|  |  |  | Sub-Total |  | 0 | 0 | 0 | 0 | 0 | 0 | 0 | 0 | 0 | 0 | 1 | 1 | 1 | 1
|  |  | 48 | Kumardih | 1068900 | 0 | 0 | 0 | 0 | 0 | 0 | 0 | 0 | 0 | 0 | 0 | 0 | 0 | 0
|  |  |  | Harijan tola |  | 0 | 0 | 1 | 0.04 | 0 | 0 | 0 | 0 | 0 | 0 | 0 | 0 | 1 | 0.04
|  |  |  | Sub-Total |  | 0 | 0 | 1 | 0.04 | 0 | 0 | 0 | 0 | 0 | 0 | 0 | 0 | 1 | 0.04
|  |  | 49 | Bhadwari | 1069000 | 17 | 8.5 | 9 | 0.36 | 0 | 0 | 0 | 0 | 0 | 0 | 0 | 0 | 26 | 8.86
|  |  |  | Sub-Total |  | 17 | 8.5 | 9 | 0.36 | 0 | 0 | 0 | 0 | 0 | 0 | 0 | 0 | 26 | 8.86
|  |  | 50 | Simrapoj (Dubey Tola) | 1069100 | 0 | 0 | 1 | 0.04 | 0 | 0 | 0 | 0 | 0 | 0 | 2 | 2 | 3 | 2.04
|  |  |  | Ghatwari Tola |  | 0 | 0 | 9 | 0.36 | 0 | 0 | 0 | 0 | 0 | 0 | 0 | 0 | 9 | 0.36
|  |  |  | Sub-Total |  | 0 | 0 | 10 | 0.4 | 0 | 0 | 0 | 0 | 0 | 0 | 2 | 2 | 12 | 2.4
|  |  | 51 | Jamua (Uper Tola) | 1070000 | 0 | 0 | 7 | 0.28 | 0 | 0 | 0 | 0 | 0 | 0 | 0 | 0 | 7 | 0.28
|  |  |  | Pradhan Tola |  | 0 | 0 | 0 | 0 | 0 | 0 | 0 | 0 | 0 | 0 | 0 | 0 | 0 | 0
|  |  |  | Sub-Total |  | 0 | 0 | 7 | 0.28 | 0 | 0 | 0 | 0 | 0 | 0 | 0 | 0 | 7 | 0.28
|  |  | 52 | Kisnidih | 1070100 | 0 | 0 | 5 | 0.2 | 0 | 0 | 0 | 0 | 0 | 0 | 0 | 0 | 5 | 0.2
|  |  |  | Harijan Tola |  | 0 | 0 | 4 | 0.16 | 0 | 0 | 0 | 0 | 0 | 0 | 0 | 0 | 4 | 0.16
|  |  |  | Yadav Tola |  | 0 | 0 | 2 | 0.08 | 0 | 0 | 0 | 0 | 0 | 0 | 0 | 0 | 2 | 0.08
|  |  |  | Tapoban |  | 0 | 0 | 0 | 0 | 0 | 0 | 0 | 0 | 0 | 0 | 3 | 3 | 3 | 3
|  |  |  | Sub-Total |  | 0 | 0 | 11 | 0.44 | 0 | 0 | 0 | 0 | 0 | 0 | 3 | 3 | 14 | 3.44
|  |  | 53 | Chihardhandhiya | 1070300 | 0 | 0 | 2 | 0.08 | 0 | 0 | 0 | 0 | 0 | 0 | 1 | 1 | 3 | 1.08
|  |  |  | Sub-Total |  | 0 | 0 | 2 | 0.08 | 0 | 0 | 0 | 0 | 0 | 0 | 1 | 1 | 3 | 1.08
|  |  | 54 | Gaura (Harijan Tola) | 1070700 | 0 | 0 | 3 | 0.12 | 0 | 0 | 0 | 0 | 0 | 0 | 1 | 1 | 4 | 1.12
|  |  |  | Gaura (Harijan Tola 2) |  | 0 | 0 | 4 | 0.16 | 0 | 0 | 0 | 0 | 0 | 0 | 1 | 1 | 5 | 1.16
|  |  |  | Sub-Total |  | 0 | 0 | 7 | 0.28 | 0 | 0 | 0 | 0 | 0 | 0 | 2 | 2 | 9 | 2.28
|  |  | 55 | Dahua (Rajpat Tola) | 1070800 | 0 | 0 | 0 | 0 | 0 | 0 | 0 | 0 | 0 | 0 | 0 | 0 | 0 | 0
|  |  |  | Yadav Tola |  | 0 | 0 | 0 | 0 | 0 | 0 | 0 | 0 | 0 | 0 | 1 | 1 | 1 | 1
|  |  |  | Harijan Tola |  | 0 | 0 | 0 | 0 | 0 | 0 | 0 | 0 | 0 | 0 | 1 | 1 | 1 | 1
|  |  |  | Sub-Total |  | 0 | 0 | 0 | 0 | 0 | 0 | 0 | 0 | 0 | 0 | 2 | 2 | 2 | 2
|  |  | 56 | Bhorajamuan (Bahabar Tola) | 1070900 | 0 | 0 | 5 | 0.2 | 0 | 0 | 0 | 0 | 0 | 0 | 0 | 0 | 5 | 0.2
|  |  |  | Yadav Tola |  | 0 | 0 | 1 | 0.04 | 0 | 0 | 0 | 0 | 0 | 0 | 2 | 2 | 3 | 2.04
|  |  |  | Niche Tola |  | 0 | 0 | 0 | 0 | 0 | 0 | 0 | 0 | 0 | 0 | 0 | 0 | 0 | 0
|  |  |  | Sub-Total |  | 0 | 0 | 6 | 0.24 | 0 | 0 | 0 | 0 | 0 | 0 | 2 | 2 | 8 | 2.24
|  |  | 57 | Kusmatilha | 1071900 | 0 | 0 | 0 | 0 | 0 | 0 | 0 | 0 | 0 | 0 | 1 | 1 | 1 | 1
|  |  |  | M.D Tola |  | 0 | 0 | 0 | 0 | 0 | 0 | 0 | 0 | 0 | 0 | 0 | 0 | 0 | 0
|  |  |  | Harijan tola |  | 0 | 0 | 0 | 0 | 0 | 0 | 0 | 0 | 0 | 0 | 0 | 0 | 0 | 0
|  |  |  | Sub-Total |  | 0 | 0 | 0 | 0 | 0 | 0 | 0 | 0 | 0 | 0 | 1 | 1 | 1 | 1
|  |  | 58 | Biarajpur | 1072200 | 0 | 0 | 0 | 0 | 0 | 0 | 0 | 0 | 0 | 0 | 0 | 0 | 0 | 0
|  |  |  | Sub-Total |  | 0 | 0 | 0 | 0 | 0 | 0 | 0 | 0 | 0 | 0 | 0 | 0 | 0 | 0
|  |  | 59 | Kabilaspur | 1072300 | 0 | 0 | 0 | 0 | 0 | 0 | 0 | 0 | 0 | 0 | 0 | 0 | 0 | 0
|  |  |  | Roy Tola |  | 0 | 0 | 0 | 0 | 0 | 0 | 0 | 0 | 0 | 0 | 0 | 0 | 0 | 0
|  |  |  | Sub-Total |  | 0 | 0 | 0 | 0 | 0 | 0 | 0 | 0 | 0 | 0 | 0 | 0 | 0 | 0
|  |  | 60 | Mahesmara | 1072400 | 0 | 0 | 1 | 0.04 | 0 | 0 | 0 | 0 | 0 | 0 | 0 | 0 | 1 | 0.04
|  |  |  | Naya Tola |  | 0 | 0 | 0 | 0 | 0 | 0 | 0 | 0 | 0 | 0 | 0 | 0 | 0 | 0
|  |  |  | Telaper Tola |  | 0 | 0 | 0 | 0 | 0 | 0 | 0 | 0 | 0 | 0 | 1 | 1 | 1 | 1
|  |  |  | Harijan Tola |  | 0 | 0 | 8 | 0.32 | 0 | 0 | 0 | 0 | 0 | 0 | 0 | 0 | 8 | 0.32
|  |  |  | Sub-Total |  | 0 | 0 | 9 | 0.36 | 0 | 0 | 0 | 0 | 0 | 0 | 1 | 1 | 10 | 1.36
|  |  | 61 | Athmuria | 1072900 | 0 | 0 | 2 | 0.08 | 0 | 0 | 0 | 0 | 0 | 0 | 0 | 0 | 2 | 0.08
|  |  |  | Harijan tola1 |  | 0 | 0 | 0 | 0 | 0 | 0 | 0 | 0 | 0 | 0 | 0 | 0 | 0 | 0
|  |  |  | Harijan tola 2 |  | 0 | 0 | 0 | 0 | 0 | 0 | 0 | 0 | 0 | 0 | 0 | 0 | 0 | 0
|  |  |  | Niche tola1 |  | 0 | 0 | 0 | 0 | 0 | 0 | 0 | 0 | 0 | 0 | 0 | 0 | 0 | 0
|  |  |  | Niche tola 2 |  | 0 | 0 | 0 | 0 | 0 | 0 | 0 | 0 | 0 | 0 | 0 | 0 | 0 | 0
|  |  |  | Sub-Total |  | 0 | 0 | 2 | 0.08 | 0 | 0 | 0 | 0 | 0 | 0 | 0 | 0 | 2 | 0.08
|  |  | 62 | Malhara (Kumar Tola) | 1073000 | 0 | 0 | 0 | 0 | 0 | 0 | 0 | 0 | 0 | 0 | 0 | 0 | 0 | 0
|  |  |  | Pujhar Tola |  | 0 | 0 | 0 | 0 | 0 | 0 | 0 | 0 | 0 | 0 | 0 | 0 | 0 | 0
|  |  |  | Thakur tola |  | 0 | 0 | 0 | 0 | 0 | 0 | 0 | 0 | 0 | 0 | 0 | 0 | 0 | 0
|  |  |  | Harizan Tola |  | 0 | 0 | 0 | 0 | 0 | 0 | 0 | 0 | 0 | 0 | 0 | 0 | 0 | 0
|  |  |  | Raban Tola |  | 0 | 0 | 0 | 0 | 0 | 0 | 0 | 0 | 0 | 0 | 0 | 0 | 0 | 0
|  |  |  | Naya Tola |  | 0 | 0 | 0 | 0 | 0 | 0 | 0 | 0 | 0 | 0 | 0 | 0 | 0 | 0
|  |  |  | Sub-Total |  | 0 | 0 | 0 | 0 | 0 | 0 | 0 | 0 | 0 | 0 | 0 | 0 | 0 | 0
|  |  | 63 | Tarabad | 1073300 | 0 | 0 | 5 | 0.2 | 0 | 0 | 0 | 0 | 0 | 0 | 3 | 3 | 8 | 3.2
|  |  |  | Niche Tola |  | 0 | 0 | 1 | 0.04 | 0 | 0 | 0 | 0 | 0 | 0 | 1 | 1 | 2 | 1.04
|  |  |  | 2. Beltikri |  | 0 | 0 | 1 | 0.04 | 0 | 0 | 0 | 0 | 0 | 0 | 2 | 2 | 3 | 2.04
|  |  |  | 3. Dahutaruper |  | 0 | 0 | 0 | 0 | 0 | 0 | 0 | 0 | 0 | 0 | 0 | 0 | 0 | 0
|  |  |  | Harijan Tola |  | 0 | 0 | 0 | 0 | 0 | 0 | 0 | 0 | 0 | 0 | 0 | 0 | 0 | 0
|  |  |  | Dahutar |  | 0 | 0 | 0 | 0 | 0 | 0 | 0 | 0 | 0 | 0 | 0 | 0 | 0 | 0
|  |  |  | 4. Kusumdih |  | 0 | 0 | 0 | 0 | 0 | 0 | 0 | 0 | 0 | 0 | 0 | 0 | 0 | 0
|  |  |  | 5. Lacmini Tar East |  | 0 | 0 | 0 | 0 | 0 | 0 | 0 | 0 | 0 | 0 | 0 | 0 | 0 | 0
|  |  |  | Lacmari Tar |  | 0 | 0 | 0 | 0 | 0 | 0 | 0 | 0 | 0 | 0 | 0 | 0 | 0 | 0
|  |  |  | Nawadih Tola |  | 0 | 0 | 0 | 0 | 0 | 0 | 0 | 0 | 0 | 0 | 0 | 0 | 0 | 0
|  |  |  | Sub-Total |  | 0 | 0 | 7 | 0.28 | 0 | 0 | 0 | 0 | 0 | 0 | 6 | 6 | 13 | 6.28
|  |  | 64 | Dumarthar | 1073800 | 0 | 0 | 0 | 0 | 0 | 0 | 0 | 0 | 0 | 0 | 1 | 1 | 1 | 1
|  |  |  | Yadav tola |  | 0 | 0 | 5 | 0.2 | 0 | 0 | 0 | 0 | 0 | 0 | 0 | 0 | 5 | 0.2
|  |  |  | Harijan tola |  | 0 | 0 | 1 | 0.04 | 0 | 0 | 0 | 0 | 0 | 0 | 0 | 0 | 1 | 0.04
|  |  |  | Rauth tola |  | 0 | 0 | 0 | 0 | 0 | 0 | 0 | 0 | 0 | 0 | 0 | 0 | 0 | 0
|  |  |  | Sub-Total |  | 0 | 0 | 6 | 0.24 | 0 | 0 | 0 | 0 | 0 | 0 | 1 | 1 | 7 | 1.24
|  |  | 65 | Singardih | 1074000 | 0 | 0 | 4 | 0.16 | 0 | 0 | 0 | 0 | 0 | 0 | 1 | 1 | 5 | 1.16
|  |  |  | Rawani Tola |  | 0 | 0 | 0 | 0 | 0 | 0 | 0 | 0 | 0 | 0 | 0 | 0 | 0 | 0
|  |  |  | Mandal tola |  | 0 | 0 | 0 | 0 | 0 | 0 | 0 | 0 | 0 | 0 | 0 | 0 | 0 | 0
|  |  |  | Uper tola |  | 0 | 0 | 0 | 0 | 0 | 0 | 0 | 0 | 0 | 0 | 0 | 0 | 0 | 0
|  |  |  | Chursiya Tola |  | 0 | 0 | 0 | 0 | 0 | 0 | 0 | 0 | 0 | 0 | 0 | 0 | 0 | 0
|  |  |  | Sub-Total |  | 0 | 0 | 4 | 0.16 | 0 | 0 | 0 | 0 | 0 | 0 | 1 | 1 | 5 | 1.16
|  |  | 66 | Patharchapti | 1074100 | 0 | 0 | 0 | 0 | 0 | 0 | 0 | 0 | 0 | 0 | 0 | 0 | 0 | 0
|  |  |  | Sub-Total |  | 0 | 0 | 0 | 0 | 0 | 0 | 0 | 0 | 0 | 0 | 0 | 0 | 0 | 0
|  |  | 67 | Birhabaran | 1074200 | 0 | 0 | 0 | 0 | 0 | 0 | 0 | 0 | 0 | 0 | 1 | 1 | 1 | 1
|  |  |  | Sub-Total |  | 0 | 0 | 0 | 0 | 0 | 0 | 0 | 0 | 0 | 0 | 1 | 1 | 1 | 1
|  |  | 68 | Rangamodichak ( Roy Tola) | 1074300 | 0 | 0 | 0 | 0 | 0 | 0 | 0 | 0 | 0 | 0 | 0 | 0 | 0 | 0
|  |  |  | Yadav tola-I |  | 0 | 0 | 0 | 0 | 0 | 0 | 0 | 0 | 0 | 0 | 0 | 0 | 0 | 0
|  |  |  | Naya Tola |  | 0 | 0 | 0 | 0 | 0 | 0 | 0 | 0 | 0 | 0 | 0 | 0 | 0 | 0
|  |  |  | Yadav Tola - II |  | 0 | 0 | 0 | 0 | 0 | 0 | 0 | 0 | 0 | 0 | 0 | 0 | 0 | 0
|  |  |  | Sub-Total |  | 0 | 0 | 0 | 0 | 0 | 0 | 0 | 0 | 0 | 0 | 0 | 0 | 0 | 0
|  |  | 69 | Latwabaran(Midle tola) | 1074500 | 0 | 0 | 0 | 0 | 0 | 0 | 0 | 0 | 0 | 0 | 0 | 0 | 0 | 0
|  |  |  | Niche tola |  | 0 | 0 | 0 | 0 | 0 | 0 | 0 | 0 | 0 | 0 | 0 | 0 | 0 | 0
|  |  |  | Uper tola |  | 0 | 0 | 0 | 0 | 0 | 0 | 0 | 0 | 0 | 0 | 0 | 0 | 0 | 0
|  |  |  | Sub-Total |  | 0 | 0 | 0 | 0 | 0 | 0 | 0 | 0 | 0 | 0 | 0 | 0 | 0 | 0
|  |  | 70 | Barmasiya | 1074700 | 0 | 0 | 0 | 0 | 0 | 0 | 0 | 0 | 0 | 0 | 0 | 0 | 0 | 0
|  |  |  | Sub-Total |  | 0 | 0 | 0 | 0 | 0 | 0 | 0 | 0 | 0 | 0 | 0 | 0 | 0 | 0
|  |  | 71 | Chhota Janaki | 1074800 | 0 | 0 | 5 | 0.2 | 0 | 0 | 0 | 0 | 0 | 0 | 0 | 0 | 5 | 0.2
|  |  |  | Sub-Total |  | 0 | 0 | 5 | 0.2 | 0 | 0 | 0 | 0 | 0 | 0 | 0 | 0 | 5 | 0.2
|  |  | 72 | Kathia Janaki(Mandal tola) | 1074900 | 0 | 0 | 0 | 0 | 0 | 0 | 0 | 0 | 0 | 0 | 0 | 0 | 0 | 0
|  |  |  | Yadav tola |  | 0 | 0 | 0 | 0 | 0 | 0 | 0 | 0 | 0 | 0 | 0 | 0 | 0 | 0
|  |  |  | Harijan tola |  | 0 | 0 | 1 | 0.04 | 0 | 0 | 0 | 0 | 0 | 0 | 1 | 1 | 2 | 1.04
|  |  |  | Sub-Total |  | 0 | 0 | 1 | 0.04 | 0 | 0 | 0 | 0 | 0 | 0 | 1 | 1 | 2 | 1.04
|  |  | 73 | Dharhi Kolhariya | 1075000 | 0 | 0 | 0 | 0 | 0 | 0 | 0 | 0 | 0 | 0 | 0 | 0 | 0 | 0
|  |  |  | Sub-Total |  | 0 | 0 | 0 | 0 | 0 | 0 | 0 | 0 | 0 | 0 | 0 | 0 | 0 | 0
|  |  | 74 | Barakala (Tola) | 1075900 | 0 | 0 | 0 | 0 | 0 | 0 | 0 | 0 | 0 | 0 | 1 | 1 | 1 | 1
|  |  |  | Harijan tola 1 |  | 0 | 0 | 0 | 0 | 0 | 0 | 0 | 0 | 0 | 0 | 0 | 0 | 0 | 0
|  |  |  | Harijan tola 2 |  | 0 | 0 | 0 | 0 | 0 | 0 | 0 | 0 | 0 | 0 | 1 | 1 | 1 | 1
|  |  |  | Santhal tola |  | 0 | 0 | 0 | 0 | 0 | 0 | 0 | 0 | 0 | 0 | 0 | 0 | 0 | 0
|  |  |  | Mandal tola |  | 0 | 0 | 0 | 0 | 0 | 0 | 0 | 0 | 0 | 0 | 0 | 0 | 0 | 0
|  |  |  | Danga tola |  | 0 | 0 | 0 | 0 | 0 | 0 | 0 | 0 | 0 | 0 | 0 | 0 | 0 | 0
|  |  |  | Thakur tola |  | 0 | 0 | 0 | 0 | 0 | 0 | 0 | 0 | 0 | 0 | 0 | 0 | 0 | 0
|  |  |  | Sub-Total |  | 0 | 0 | 0 | 0 | 0 | 0 | 0 | 0 | 0 | 0 | 2 | 2 | 2 | 2
|  |  | 75 | Dahijor | 1077100 | 0 | 0 | 0 | 0 | 0 | 0 | 0 | 0 | 0 | 0 | 0 | 0 | 0 | 0
|  |  |  | Middle Tola |  | 0 | 0 | 3 | 0.12 | 0 | 0 | 0 | 0 | 0 | 0 | 1 | 1 | 4 | 1.12
|  |  |  | Niche Tola |  | 0 | 0 | 0 | 0 | 0 | 0 | 0 | 0 | 0 | 0 | 0 | 0 | 0 | 0
|  |  |  | Sub-Total |  | 0 | 0 | 3 | 0.12 | 0 | 0 | 0 | 0 | 0 | 0 | 1 | 1 | 4 | 1.12
|  |  | 76 | Barsatiya | 1077500 | 0 | 0 | 0 | 0 | 0 | 0 | 0 | 0 | 0 | 0 | 0 | 0 | 0 | 0
|  |  |  | Sub-Total |  | 0 | 0 | 0 | 0 | 0 | 0 | 0 | 0 | 0 | 0 | 0 | 0 | 0 | 0
|  |  | 77 | Banka | 1077600 | 38 | 19 | 2 | 0.08 | 0 | 0 | 0 | 0 | 0 | 0 | 3 | 3 | 43 | 22.08
|  |  |  | Mayur Nach |  | 0 | 0 | 0 | 0 | 0 | 0 | 0 | 0 | 0 | 0 | 0 | 0 | 0 | 0
|  |  |  | Danpara |  | 0 | 0 | 0 | 0 | 0 | 0 | 0 | 0 | 0 | 0 | 0 | 0 | 0 | 0
|  |  |  | Ghatwal Tola |  | 0 | 0 | 0 | 0 | 0 | 0 | 0 | 0 | 0 | 0 | 0 | 0 | 0 | 0
|  |  |  | Pujhar Tola |  | 0 | 0 | 0 | 0 | 0 | 0 | 0 | 0 | 0 | 0 | 0 | 0 | 0 | 0
|  |  |  | Sub-Total |  | 38 | 19 | 2 | 0.08 | 0 | 0 | 0 | 0 | 0 | 0 | 3 | 3 | 43 | 22.08
|  |  | 78 | Dumariya | 1077800 | 0 | 0 | 0 | 0 | 0 | 0 | 0 | 0 | 0 | 0 | 1 | 1 | 1 | 1
|  |  |  | Borenper Tola |  | 0 | 0 | 4 | 0.16 | 0 | 0 | 0 | 0 | 0 | 0 | 1 | 1 | 5 | 1.16
|  |  |  | School Tola |  | 0 | 0 | 0 | 0 | 0 | 0 | 0 | 0 | 0 | 0 | 0 | 0 | 0 | 0
|  |  |  | Sub-Total |  | 0 | 0 | 4 | 0.16 | 0 | 0 | 0 | 0 | 0 | 0 | 2 | 2 | 6 | 2.16
|  |  | 79 | Beltikri | 1078000 | 0 | 0 | 0 | 0 | 0 | 0 | 0 | 0 | 0 | 0 | 0 | 0 | 0 | 0
|  |  |  | Mahato Tola |  | 0 | 0 | 0 | 0 | 0 | 0 | 0 | 0 | 0 | 0 | 0 | 0 | 0 | 0
|  |  |  | Thakur tola |  | 0 | 0 | 0 | 0 | 0 | 0 | 0 | 0 | 0 | 0 | 0 | 0 | 0 | 0
|  |  |  | Santhal tola |  | 0 | 0 | 0 | 0 | 0 | 0 | 0 | 0 | 0 | 0 | 0 | 0 | 0 | 0
|  |  |  | Sub-Total |  | 0 | 0 | 0 | 0 | 0 | 0 | 0 | 0 | 0 | 0 | 0 | 0 | 0 | 0
|  |  | 80 | Dhawatanr | 1078100 | 0 | 0 | 0 | 0 | 0 | 0 | 0 | 0 | 0 | 0 | 0 | 0 | 0 | 0
|  |  |  | Dangal Tola |  | 0 | 0 | 0 | 0 | 0 | 0 | 0 | 0 | 0 | 0 | 0 | 0 | 0 | 0
|  |  |  | Sub-Total |  | 0 | 0 | 0 | 0 | 0 | 0 | 0 | 0 | 0 | 0 | 0 | 0 | 0 | 0
|  |  | 81 | Domohan (Niche Tola) | 1078500 | 0 | 0 | 0 | 0 | 0 | 0 | 0 | 0 | 0 | 0 | 0 | 0 | 0 | 0
|  |  |  | Yadav Tola |  | 0 | 0 | 0 | 0 | 0 | 0 | 0 | 0 | 0 | 0 | 0 | 0 | 0 | 0
|  |  |  | Tante Tola |  | 0 | 0 | 0 | 0 | 0 | 0 | 0 | 0 | 0 | 0 | 0 | 0 | 0 | 0
|  |  |  | Sub-Total |  | 0 | 0 | 0 | 0 | 0 | 0 | 0 | 0 | 0 | 0 | 0 | 0 | 0 | 0
|  |  | 82 | Hathwari | 1079200 | 0 | 0 | 5 | 0.2 | 0 | 0 | 0 | 0 | 0 | 0 | 0 | 0 | 5 | 0.2
|  |  |  | Sub-Total |  | 0 | 0 | 5 | 0.2 | 0 | 0 | 0 | 0 | 0 | 0 | 0 | 0 | 5 | 0.2
|  |  | 83 | Jhilighat(Bhuturai tola) | 1079600 | 0 | 0 | 0 | 0 | 0 | 0 | 0 | 0 | 0 | 0 | 0 | 0 | 0 | 0
|  |  |  | Harijan tola 1 |  | 0 | 0 | 0 | 0 | 0 | 0 | 0 | 0 | 0 | 0 | 0 | 0 | 0 | 0
|  |  |  | Harijan tola 2 |  | 0 | 0 | 0 | 0 | 0 | 0 | 0 | 0 | 0 | 0 | 0 | 0 | 0 | 0
|  |  |  | Sub-Total |  | 0 | 0 | 0 | 0 | 0 | 0 | 0 | 0 | 0 | 0 | 0 | 0 | 0 | 0
|  |  | 84 | Jogikupa | 1080000 | 0 | 0 | 0 | 0 | 0 | 0 | 0 | 0 | 0 | 0 | 0 | 0 | 0 | 0
|  |  |  | Niche tola |  | 0 | 0 | 2 | 0.08 | 0 | 0 | 0 | 0 | 0 | 0 | 0 | 0 | 2 | 0.08
|  |  |  | Sub-Total |  | 0 | 0 | 2 | 0.08 | 0 | 0 | 0 | 0 | 0 | 0 | 0 | 0 | 2 | 0.08
|  |  | 85 | Pharkasamra | 1080100 | 0 | 0 | 0 | 0 | 0 | 0 | 0 | 0 | 0 | 0 | 1 | 1 | 1 | 1
|  |  |  | Nai tola |  | 0 | 0 | 0 | 0 | 0 | 0 | 0 | 0 | 0 | 0 | 0 | 0 | 0 | 0
|  |  |  | Uper tola |  | 0 | 0 | 3 | 0.12 | 0 | 0 | 0 | 0 | 0 | 0 | 0 | 0 | 3 | 0.12
|  |  |  | Niche tola |  | 0 | 0 | 0 | 0 | 0 | 0 | 0 | 0 | 0 | 0 | 0 | 0 | 0 | 0
|  |  |  | Manjhi tola |  | 0 | 0 | 0 | 0 | 0 | 0 | 0 | 0 | 0 | 0 | 0 | 0 | 0 | 0
|  |  |  | Mandal tola |  | 0 | 0 | 0 | 0 | 0 | 0 | 0 | 0 | 0 | 0 | 0 | 0 | 0 | 0
|  |  |  | Sub-Total |  | 0 | 0 | 3 | 0.12 | 0 | 0 | 0 | 0 | 0 | 0 | 1 | 1 | 4 | 1.12
|  |  | 86 | Mahuadabar (Mahto Tola) | 1080300 | 0 | 0 | 0 | 0 | 0 | 0 | 0 | 0 | 0 | 0 | 0 | 0 | 0 | 0
|  |  |  | Chaudhari Tola |  | 0 | 0 | 3 | 0.12 | 0 | 0 | 0 | 0 | 0 | 0 | 0 | 0 | 3 | 0.12
|  |  |  | Sub-Total |  | 0 | 0 | 3 | 0.12 | 0 | 0 | 0 | 0 | 0 | 0 | 0 | 0 | 3 | 0.12
|  |  | 87 | Padumbana | 1080400 | 0 | 0 | 3 | 0.12 | 0 | 0 | 0 | 0 | 0 | 0 | 0 | 0 | 3 | 0.12
|  |  |  | Sub-Total |  | 0 | 0 | 3 | 0.12 | 0 | 0 | 0 | 0 | 0 | 0 | 0 | 0 | 3 | 0.12
|  |  | 88 | Arazi Padumbana | 1080500 | 0 | 0 | 0 | 0 | 0 | 0 | 0 | 0 | 0 | 0 | 0 | 0 | 0 | 0
|  |  |  | Sub-Total |  | 0 | 0 | 0 | 0 | 0 | 0 | 0 | 0 | 0 | 0 | 0 | 0 | 0 | 0
|  |  | 89 | Charkipahari | 1080900 | 0 | 0 | 0 | 0 | 0 | 0 | 0 | 0 | 0 | 0 | 1 | 1 | 1 | 1
|  |  |  | Road tola |  | 0 | 0 | 3 | 0.12 | 0 | 0 | 0 | 0 | 0 | 0 | 0 | 0 | 3 | 0.12
|  |  |  | Santhal tola |  | 0 | 0 | 0 | 0 | 0 | 0 | 0 | 0 | 0 | 0 | 0 | 0 | 0 | 0
|  |  |  | Yadav tola |  | 0 | 0 | 0 | 0 | 0 | 0 | 0 | 0 | 0 | 0 | 0 | 0 | 0 | 0
|  |  |  | Sub-Total |  | 0 | 0 | 3 | 0.12 | 0 | 0 | 0 | 0 | 0 | 0 | 1 | 1 | 4 | 1.12
|  |  | 90 | Baghduba (Harijan Tola) | 1081100 | 0 | 0 | 0 | 0 | 0 | 0 | 0 | 0 | 0 | 0 | 2 | 2 | 2 | 2
|  |  |  | Bagudbu |  | 0 | 0 | 0 | 0 | 0 | 0 | 0 | 0 | 0 | 0 | 0 | 0 | 0 | 0
|  |  |  | Pujhar |  | 0 | 0 | 0 | 0 | 0 | 0 | 0 | 0 | 0 | 0 | 0 | 0 | 0 | 0
|  |  |  | Sub-Total |  | 0 | 0 | 0 | 0 | 0 | 0 | 0 | 0 | 0 | 0 | 2 | 2 | 2 | 2
|  |  | 91 | Baijandih (Napit Tola) | 1081300 | 0 | 0 | 4 | 0.16 | 0 | 0 | 0 | 0 | 0 | 0 | 0 | 0 | 4 | 0.16
|  |  |  | Harijan Tola |  | 0 | 0 | 3 | 0.12 | 0 | 0 | 0 | 0 | 0 | 0 | 0 | 0 | 3 | 0.12
|  |  |  | Babandih |  | 0 | 0 | 3 | 0.12 | 0 | 0 | 0 | 0 | 0 | 0 | 0 | 0 | 3 | 0.12
|  |  |  | Naya Tola |  | 0 | 0 | 1 | 0.04 | 0 | 0 | 0 | 0 | 0 | 0 | 0 | 0 | 1 | 0.04
|  |  |  | Sub-Total |  | 0 | 0 | 11 | 0.44 | 0 | 0 | 0 | 0 | 0 | 0 | 0 | 0 | 11 | 0.44
|  |  | 92 | Suardahi (Mahato Tola) | 1081500 | 0 | 0 | 4 | 0.16 | 0 | 0 | 0 | 0 | 0 | 0 | 0 | 0 | 4 | 0.16
|  |  |  | Harijan Tola |  | 0 | 0 | 4 | 0.16 | 0 | 0 | 0 | 0 | 0 | 0 | 0 | 0 | 4 | 0.16
|  |  |  | Mandal tola |  | 0 | 0 | 2 | 0.08 | 0 | 0 | 0 | 0 | 0 | 0 | 0 | 0 | 2 | 0.08
|  |  |  | Sub-Total |  | 0 | 0 | 10 | 0.4 | 0 | 0 | 0 | 0 | 0 | 0 | 0 | 0 | 10 | 0.4
|  |  | 93 | Chhotbahiari | 1081700 | 0 | 0 | 0 | 0 | 0 | 0 | 0 | 0 | 0 | 0 | 0 | 0 | 0 | 0
|  |  |  | Yadav tola |  | 0 | 0 | 0 | 0 | 0 | 0 | 0 | 0 | 0 | 0 | 0 | 0 | 0 | 0
|  |  |  | Santhal tola |  | 0 | 0 | 0 | 0 | 0 | 0 | 0 | 0 | 0 | 0 | 0 | 0 | 0 | 0
|  |  |  | Sub-Total |  | 0 | 0 | 0 | 0 | 0 | 0 | 0 | 0 | 0 | 0 | 0 | 0 | 0 | 0
|  |  | 94 | Hirakanali | 1081800 | 0 | 0 | 0 | 0 | 0 | 0 | 0 | 0 | 0 | 0 | 0 | 0 | 0 | 0
|  |  |  | Dangal Tola |  | 0 | 0 | 0 | 0 | 0 | 0 | 0 | 0 | 0 | 0 | 0 | 0 | 0 | 0
|  |  |  | Yadav tola |  | 0 | 0 | 0 | 0 | 0 | 0 | 0 | 0 | 0 | 0 | 0 | 0 | 0 | 0
|  |  |  | Sub-Total |  | 0 | 0 | 0 | 0 | 0 | 0 | 0 | 0 | 0 | 0 | 0 | 0 | 0 | 0
|  |  | 95 | Khaspalag Chhit | 1082100 | 0 | 0 | 2 | 0.08 | 0 | 0 | 0 | 0 | 0 | 0 | 0 | 0 | 2 | 0.08
|  |  |  | Sub-Total |  | 0 | 0 | 2 | 0.08 | 0 | 0 | 0 | 0 | 0 | 0 | 0 | 0 | 2 | 0.08
|  |  | 96 | Chopa (Uper Tola | 1082700 | 0 | 0 | 0 | 0 | 0 | 0 | 0 | 0 | 0 | 0 | 1 | 1 | 1 | 1
|  |  |  | Tante Tola |  | 0 | 0 | 1 | 0.04 | 0 | 0 | 0 | 0 | 0 | 0 | 0 | 0 | 1 | 0.04
|  |  |  | Mahato Tola |  | 0 | 0 | 0 | 0 | 0 | 0 | 0 | 0 | 0 | 0 | 1 | 1 | 1 | 1
|  |  |  | Dangal Tola |  | 0 | 0 | 0 | 0 | 0 | 0 | 0 | 0 | 0 | 0 | 0 | 0 | 0 | 0
|  |  |  | Niche tola |  | 0 | 0 | 0 | 0 | 0 | 0 | 0 | 0 | 0 | 0 | 0 | 0 | 0 | 0
|  |  |  | Sub-Total |  | 0 | 0 | 1 | 0.04 | 0 | 0 | 0 | 0 | 0 | 0 | 2 | 2 | 3 | 2.04
|  |  | 97 | Dudhaniya | 1083000 | 0 | 0 | 0 | 0 | 0 | 0 | 0 | 0 | 0 | 0 | 3 | 3 | 3 | 3
|  |  |  | Napit tola |  | 0 | 0 | 0 | 0 | 0 | 0 | 0 | 0 | 0 | 0 | 0 | 0 | 0 | 0
|  |  |  | Sub-Total |  | 0 | 0 | 0 | 0 | 0 | 0 | 0 | 0 | 0 | 0 | 3 | 3 | 3 | 3
|  |  | 98 | Chakarman | 1083100 | 0 | 0 | 0 | 0 | 0 | 0 | 0 | 0 | 0 | 0 | 0 | 0 | 0 | 0
|  |  |  | Ghatwari Tola |  | 0 | 0 | 1 | 0.04 | 0 | 0 | 0 | 0 | 0 | 0 | 0 | 0 | 1 | 0.04
|  |  |  | Harijan Tola |  | 53 | 26.5 | 1 | 0.04 | 0 | 0 | 0 | 0 | 0 | 0 | 1 | 1 | 55 | 27.54
|  |  |  | Dhobi tola |  | 0 | 0 | 0 | 0 | 0 | 0 | 0 | 0 | 0 | 0 | 0 | 0 | 0 | 0
|  |  |  | Sub-Total |  | 53 | 26.5 | 2 | 0.08 | 0 | 0 | 0 | 0 | 0 | 0 | 1 | 1 | 56 | 27.58
|  |  | 99 | Marikdih | 1083300 | 0 | 0 | 0 | 0 | 0 | 0 | 0 | 0 | 0 | 0 | 0 | 0 | 0 | 0
|  |  |  | Harijan tola 1 |  | 0 | 0 | 0 | 0 | 0 | 0 | 0 | 0 | 0 | 0 | 0 | 0 | 0 | 0
|  |  |  | Harijan tola 2 |  | 0 | 0 | 0 | 0 | 0 | 0 | 0 | 0 | 0 | 0 | 0 | 0 | 0 | 0
|  |  |  | Mahato tola |  | 0 | 0 | 0 | 0 | 0 | 0 | 0 | 0 | 0 | 0 | 0 | 0 | 0 | 0
|  |  |  | Sub-Total |  | 0 | 0 | 0 | 0 | 0 | 0 | 0 | 0 | 0 | 0 | 0 | 0 | 0 | 0
|  |  | 100 | Arazi Rhawi | 1083600 | 0 | 0 | 1 | 0.04 | 0 | 0 | 0 | 0 | 0 | 0 | 0 | 0 | 1 | 0.04
|  |  |  | Harijan tola 1 |  | 0 | 0 | 2 | 0.08 | 0 | 0 | 0 | 0 | 0 | 0 | 0 | 0 | 2 | 0.08
|  |  |  | Harijan tola 2 |  | 0 | 0 | 0 | 0 | 0 | 0 | 0 | 0 | 0 | 0 | 0 | 0 | 0 | 0
|  |  |  | Niche tola |  | 0 | 0 | 0 | 0 | 0 | 0 | 0 | 0 | 0 | 0 | 0 | 0 | 0 | 0
|  |  |  | Dangal tola |  | 0 | 0 | 0 | 0 | 0 | 0 | 0 | 0 | 0 | 0 | 0 | 0 | 0 | 0
|  |  |  | Sub-Total |  | 0 | 0 | 3 | 0.12 | 0 | 0 | 0 | 0 | 0 | 0 | 0 | 0 | 3 | 0.12
|  |  | 101 | Mohanpur | 1083700 | 0 | 0 | 0 | 0 | 0 | 0 | 0 | 0 | 0 | 0 | 2 | 2 | 2 | 2
|  |  |  | Bajar tola |  | 0 | 0 | 0 | 0 | 0 | 0 | 0 | 0 | 0 | 0 | 0 | 0 | 0 | 0
|  |  |  | Sub-Total |  | 0 | 0 | 0 | 0 | 0 | 0 | 0 | 0 | 0 | 0 | 2 | 2 | 2 | 2
|  |  | 102 | Singhraydih | 1084200 | 0 | 0 | 0 | 0 | 0 | 0 | 0 | 0 | 0 | 0 | 2 | 2 | 2 | 2
|  |  |  | Sub-Total |  | 0 | 0 | 0 | 0 | 0 | 0 | 0 | 0 | 0 | 0 | 2 | 2 | 2 | 2
|  |  | 103 | Tasariya | 1084600 | 0 | 0 | 2 | 0.08 | 0 | 0 | 0 | 0 | 0 | 0 | 0 | 0 | 2 | 0.08
|  |  |  | Sub-Total |  | 0 | 0 | 2 | 0.08 | 0 | 0 | 0 | 0 | 0 | 0 | 0 | 0 | 2 | 0.08
|  |  | 104 | Pathri | 1085500 | 0 | 0 | 1 | 0.04 | 0 | 0 | 0 | 0 | 0 | 0 | 0 | 0 | 1 | 0.04
|  |  |  | Sub-Total |  | 0 | 0 | 1 | 0.04 | 0 | 0 | 0 | 0 | 0 | 0 | 0 | 0 | 1 | 0.04
|  |  | 105 | Bansdiha (Gobar Tilha) | 1089200 | 0 | 0 | 1 | 0.04 | 0 | 0 | 0 | 0 | 0 | 0 | 0 | 0 | 1 | 0.04
|  |  |  | Harijan Tola(II) |  | 0 | 0 | 3 | 0.12 | 0 | 0 | 0 | 0 | 0 | 0 | 0 | 0 | 3 | 0.12
|  |  |  | Baldiha |  | 0 | 0 | 2 | 0.08 | 0 | 0 | 0 | 0 | 0 | 0 | 0 | 0 | 2 | 0.08
|  |  |  | Dangal tola |  | 0 | 0 | 4 | 0.16 | 0 | 0 | 0 | 0 | 0 | 0 | 1 | 1 | 5 | 1.16
|  |  |  | Harijan Tola |  | 0 | 0 | 1 | 0.04 | 0 | 0 | 0 | 0 | 0 | 0 | 0 | 0 | 1 | 0.04
|  |  |  | Sub-Total |  | 0 | 0 | 11 | 0.44 | 0 | 0 | 0 | 0 | 0 | 0 | 1 | 1 | 12 | 1.44
|  |  | 106 | Sirsananthar | 1089400 | 0 | 0 | 2 | 0.08 | 0 | 0 | 0 | 0 | 0 | 0 | 0 | 0 | 2 | 0.08
|  |  |  | Harijan Tola |  | 0 | 0 | 6 | 0.24 | 0 | 0 | 0 | 0 | 0 | 0 | 1 | 1 | 7 | 1.24
|  |  |  | Sub-Total |  | 0 | 0 | 8 | 0.32 | 0 | 0 | 0 | 0 | 0 | 0 | 1 | 1 | 9 | 1.32
|  |  | 107 | Tiurpahar | 1090000 | 0 | 0 | 0 | 0 | 0 | 0 | 0 | 0 | 0 | 0 | 0 | 0 | 0 | 0
|  |  |  | Sub-Total |  | 0 | 0 | 0 | 0 | 0 | 0 | 0 | 0 | 0 | 0 | 0 | 0 | 0 | 0
|  |  | 108 | Patjor | 1090900 | 0 | 0 | 2 | 0.08 | 0 | 0 | 0 | 0 | 0 | 0 | 0 | 0 | 2 | 0.08
|  |  |  | Muslim Tola-i |  | 0 | 0 | 1 | 0.04 | 0 | 0 | 0 | 0 | 0 | 0 | 1 | 1 | 2 | 1.04
|  |  |  | Muslim Tola-II |  | 0 | 0 | 1 | 0.04 | 0 | 0 | 0 | 0 | 0 | 0 | 0 | 0 | 1 | 0.04
|  |  |  | School Tola |  | 0 | 0 | 1 | 0.04 | 0 | 0 | 0 | 0 | 0 | 0 | 1 | 1 | 2 | 1.04
|  |  |  | Sub-Total |  | 0 | 0 | 5 | 0.2 | 0 | 0 | 0 | 0 | 0 | 0 | 2 | 2 | 7 | 2.2
|  |  | 109 | Dudhwajor | 1091200 | 0 | 0 | 5 | 0.2 | 0 | 0 | 0 | 0 | 0 | 0 | 0 | 0 | 5 | 0.2
|  |  |  | Sub-Total |  | 0 | 0 | 5 | 0.2 | 0 | 0 | 0 | 0 | 0 | 0 | 0 | 0 | 5 | 0.2
|  |  | 110 | Siktiya | 1091600 | 0 | 0 | 6 | 0.24 | 0 | 0 | 0 | 0 | 0 | 0 | 1 | 1 | 7 | 1.24
|  |  |  | Tanti tola |  | 0 | 0 | 0 | 0 | 0 | 0 | 0 | 0 | 0 | 0 | 0 | 0 | 0 | 0
|  |  |  | Road side tola |  | 0 | 0 | 0 | 0 | 0 | 0 | 0 | 0 | 0 | 0 | 0 | 0 | 0 | 0
|  |  |  | Sub-Total |  | 0 | 0 | 6 | 0.24 | 0 | 0 | 0 | 0 | 0 | 0 | 1 | 1 | 7 | 1.24
|  |  | 111 | Kharwa (Harijan Tola) | 1092300 | 0 | 0 | 7 | 0.28 | 0 | 0 | 0 | 0 | 0 | 0 | 2 | 2 | 9 | 2.28
|  |  |  | Muslim Tola |  | 0 | 0 | 0 | 0 | 0 | 0 | 0 | 0 | 0 | 0 | 0 | 0 | 0 | 0
|  |  |  | Mandal tola |  | 0 | 0 | 0 | 0 | 0 | 0 | 0 | 0 | 0 | 0 | 0 | 0 | 0 | 0
|  |  |  | Sub-Total |  | 0 | 0 | 7 | 0.28 | 0 | 0 | 0 | 0 | 0 | 0 | 2 | 2 | 9 | 2.28
|  |  | 112 | Ropni | 1092400 | 0 | 0 | 22 | 0.88 | 0 | 0 | 0 | 0 | 0 | 0 | 3 | 3 | 25 | 3.88
|  |  |  | Sub-Total |  | 0 | 0 | 22 | 0.88 | 0 | 0 | 0 | 0 | 0 | 0 | 3 | 3 | 25 | 3.88
|  |  | 113 | Phutabandh | 1092800 | 0 | 0 | 0 | 0 | 0 | 0 | 0 | 0 | 0 | 0 | 1 | 1 | 1 | 1
|  |  |  | Sub-Total |  | 0 | 0 | 0 | 0 | 0 | 0 | 0 | 0 | 0 | 0 | 1 | 1 | 1 | 1
|  |  | 114 | Balthar (Dangal Tola) | 1092900 | 55 | 27.5 | 0 | 0 | 0 | 0 | 0 | 0 | 0 | 0 | 1 | 1 | 56 | 28.5
|  |  |  | Yadav Tola |  | 0 | 0 | 7 | 0.28 | 0 | 0 | 0 | 0 | 0 | 0 | 3 | 3 | 10 | 3.28
|  |  |  | Muslim Tola |  | 0 | 0 | 18 | 0.72 | 0 | 0 | 0 | 0 | 0 | 0 | 1 | 1 | 19 | 1.72
|  |  |  | Sub-Total |  | 55 | 27.5 | 25 | 1 | 0 | 0 | 0 | 0 | 0 | 0 | 5 | 5 | 85 | 33.5
|  |  | 115 | Banjhi (Niche Tola) | 1094600 | 0 | 0 | 0 | 0 | 0 | 0 | 0 | 0 | 0 | 0 | 1 | 1 | 1 | 1
|  |  |  | Banjhi |  | 0 | 0 | 0 | 0 | 0 | 0 | 0 | 0 | 0 | 0 | 0 | 0 | 0 | 0
|  |  |  | Santhal tola |  | 59 | 29.5 | 10 | 0.4 | 0 | 0 | 0 | 0 | 0 | 0 | 1 | 1 | 70 | 30.9
|  |  |  | Sub-Total |  | 59 | 29.5 | 10 | 0.4 | 0 | 0 | 0 | 0 | 0 | 0 | 2 | 2 | 71 | 31.9
|  |  | 116 | Bank (Mandal Tola) | 1094800 | 0 | 0 | 0 | 0 | 0 | 0 | 0 | 0 | 0 | 0 | 2 | 2 | 2 | 2
|  |  |  | Pandit tola |  | 0 | 0 | 13 | 0.52 | 0 | 0 | 0 | 0 | 0 | 0 | 0 | 0 | 13 | 0.52
|  |  |  | Santhal tola |  | 0 | 0 | 0 | 0 | 0 | 0 | 0 | 0 | 0 | 0 | 0 | 0 | 0 | 0
|  |  |  | Teli Tola |  | 0 | 0 | 0 | 0 | 0 | 0 | 0 | 0 | 0 | 0 | 0 | 0 | 0 | 0
|  |  |  | Pujahar Tola |  | 0 | 0 | 0 | 0 | 0 | 0 | 0 | 0 | 0 | 0 | 0 | 0 | 0 | 0
|  |  |  | Sub-Total |  | 0 | 0 | 13 | 0.52 | 0 | 0 | 0 | 0 | 0 | 0 | 2 | 2 | 15 | 2.52
|  |  | 117 | Uper tola(Ghormara) | 1094900 | 0 | 0 | 1 | 0.04 | 0 | 0 | 0 | 0 | 0 | 0 | 0 | 0 | 1 | 0.04
|  |  |  | Yadav tola |  | 0 | 0 | 6 | 0.24 | 0 | 0 | 0 | 0 | 0 | 0 | 0 | 0 | 6 | 0.24
|  |  |  | Het tola |  | 0 | 0 | 0 | 0 | 0 | 0 | 0 | 0 | 0 | 0 | 1 | 1 | 1 | 1
|  |  |  | Harijan tola |  | 0 | 0 | 0 | 0 | 0 | 0 | 0 | 0 | 0 | 0 | 0 | 0 | 0 | 0
|  |  |  | Sub-Total |  | 0 | 0 | 7 | 0.28 | 0 | 0 | 0 | 0 | 0 | 0 | 1 | 1 | 8 | 1.28
|  |  | 118 | Latasare (Harijan Colony) | 1095000 | 0 | 0 | 0 | 0 | 0 | 0 | 0 | 0 | 0 | 0 | 0 | 0 | 0 | 0
|  |  |  | Mandal tola |  | 0 | 0 | 0 | 0 | 0 | 0 | 0 | 0 | 0 | 0 | 0 | 0 | 0 | 0
|  |  |  | Latasare |  | 0 | 0 | 3 | 0.12 | 0 | 0 | 0 | 0 | 0 | 0 | 0 | 0 | 3 | 0.12
|  |  |  | Muslim Tola (south) |  | 0 | 0 | 0 | 0 | 0 | 0 | 0 | 0 | 0 | 0 | 0 | 0 | 0 | 0
|  |  |  | Muslim Tola (North) |  | 0 | 0 | 0 | 0 | 0 | 0 | 0 | 0 | 0 | 0 | 0 | 0 | 0 | 0
|  |  |  | Sub-Total |  | 0 | 0 | 3 | 0.12 | 0 | 0 | 0 | 0 | 0 | 0 | 0 | 0 | 3 | 0.12
|  |  | 119 | Jagatpur (Harijan Tola | 1095900 | 0 | 0 | 1 | 0.04 | 0 | 0 | 0 | 0 | 0 | 0 | 1 | 1 | 2 | 1.04
|  |  |  | uper tola |  | 0 | 0 | 0 | 0 | 0 | 0 | 0 | 0 | 0 | 0 | 1 | 1 | 1 | 1
|  |  |  | Dangal tola |  | 0 | 0 | 3 | 0.12 | 0 | 0 | 0 | 0 | 0 | 0 | 0 | 0 | 3 | 0.12
|  |  |  | Sub-Total |  | 0 | 0 | 4 | 0.16 | 0 | 0 | 0 | 0 | 0 | 0 | 2 | 2 | 6 | 2.16
|  |  |  | BLOCK TOTAL |  | 346 | 173 | 402 | 16.08 | 0 | 0 | 0 | 0 | 0 | 0 | 99 | 99 | 847 | 288.08
3 | SARWAN | 3 | 1 | Thari | 1097300 | 0 | 0 | 0 | 0 | 0 | 0 | 0 | 0 | 0 | 0 | 0 | 0 | 0 | 0
|  |  |  | Babhan Tola |  | 0 | 0 | 0 | 0 | 0 | 0 | 0 | 0 | 0 | 0 | 0 | 0 | 0 | 0
|  |  |  | Das Tola |  | 0 | 0 | 9 | 0.36 | 0 | 0 | 0 | 0 | 0 | 0 | 0 | 0 | 9 | 0.36
|  |  |  | Harijan Tola |  | 0 | 0 | 6 | 0.24 | 0 | 0 | 0 | 0 | 0 | 0 | 0 | 0 | 6 | 0.24
|  |  |  | Yadav Tola |  | 0 | 0 | 5 | 0.2 | 0 | 0 | 0 | 0 | 0 | 0 | 0 | 0 | 5 | 0.2
|  |  |  | Sub - Total |  | 0 | 0 | 20 | 0.8 | 0 | 0 | 0 | 0 | 0 | 0 | 0 | 0 | 20 | 0.8
|  |  | 2 | Kapasiya | 1098300 | 0 | 0 | 0 | 0 | 0 | 0 | 0 | 0 | 0 | 0 | 0 | 0 | 0 | 0
|  |  |  | Sub - Total |  | 0 | 0 | 0 | 0 | 0 | 0 | 0 | 0 | 0 | 0 | 0 | 0 | 0 | 0
|  |  | 3 | Parsodih Rajput Tola | 1098600 | 0 | 0 | 2 | 0.08 | 0 | 0 | 0 | 0 | 0 | 0 | 1 | 1 | 3 | 1.08
|  |  |  | Chhota Rajput Tola |  | 0 | 0 | 2 | 0.08 | 0 | 0 | 0 | 0 | 0 | 0 | 0 | 0 | 2 | 0.08
|  |  |  | Yadav Tola |  | 0 | 0 | 2 | 0.08 | 0 | 0 | 0 | 0 | 0 | 0 | 0 | 0 | 2 | 0.08
|  |  |  | Sub - Total |  | 0 | 0 | 6 | 0.24 | 0 | 0 | 0 | 0 | 0 | 0 | 1 | 1 | 7 | 1.24
|  |  | 4 | Dulidi Down Yadav Tola | 1098700 | 26 | 13 | 4 | 0.16 | 0 | 0 | 0 | 0 | 0 | 0 | 0 | 0 | 30 | 13.16
|  |  |  | Uppar Tola | 0 | 0 | 0 | 0 | 0 | 0 | 0 | 0 | 0 | 1 | 1 | 0 | 0 | 1 | 1
|  |  |  | Rajput Tola | 0 | 0 | 0 | 0 | 0 | 0 | 0 | 0 | 0 | 0 | 0 | 0 | 0 | 0 | 0
|  |  |  | Sub - Total |  | 26 | 13 | 4 | 0.16 | 0 | 0 | 0 | 0 | 1 | 1 | 0 | 0 | 31 | 14.16
|  |  | 5 | Bichgarha | 1098900 | 0 | 0 | 0 | 0 | 0 | 0 | 0 | 0 | 0 | 0 | 0 | 0 | 0 | 0
|  |  |  | Harijan Tola |  | 0 | 0 | 3 | 0.12 | 0 | 0 | 0 | 0 | 0 | 0 | 0 | 0 | 3 | 0.12
|  |  |  | Yadav Tola |  | 0 | 0 | 0 | 0 | 0 | 0 | 0 | 0 | 0 | 0 | 0 | 0 | 0 | 0
|  |  |  | Sub - Total |  | 0 | 0 | 3 | 0.12 | 0 | 0 | 0 | 0 | 0 | 0 | 0 | 0 | 3 | 0.12
|  |  | 6 | Ghorparas | 1099000 | 0 | 0 | 0 | 0 |  | 0 |  | 0 |  | 0 | 0 | 0 | 0 | 0
|  |  |  | Sub - Total |  | 0 | 0 | 0 | 0 | 0 | 0 | 0 | 0 | 0 | 0 | 0 | 0 | 0 | 0
|  |  | 7 | Kulmandih | 1099900 | 0 | 0 | 3 | 0.12 | 0 | 0 | 0 | 0 | 0 | 0 | 0 | 0 | 3 | 0.12
|  |  |  | Yadav Tola |  | 0 | 0 | 3 | 0.12 | 0 | 0 | 0 | 0 | 0 | 0 | 0 | 0 | 3 | 0.12
|  |  |  | Sub - Total |  | 0 | 0 | 6 | 0.24 | 0 | 0 | 0 | 0 | 0 | 0 | 0 | 0 | 6 | 0.24
|  |  | 8 | Lilambardih Yadav Tola | 1103600 | 2 | 1 | 5 | 0.2 | 0 | 0 | 0 | 0 | 0 | 0 | 0 | 0 | 7 | 1.2
|  |  |  | Santhal Tola | 0 | 20 | 10 | 31 | 1.24 | 0 | 0 | 0 | 0 | 0 | 0 | 1 | 1 | 52 | 12.24
|  |  |  | Sub - Total |  | 22 | 11 | 36 | 1.44 | 0 | 0 | 0 | 0 | 0 | 0 | 1 | 1 | 59 | 13.44
|  |  | 9 | Tikoryadih Brahman Tola | 1103800 | 0 | 0 | 4 | 0.16 | 0 | 0 | 0 | 0 | 0 | 0 | 0 | 0 | 4 | 0.16
|  |  |  | Rout Tola | 0 | 0 | 0 | 0 | 0 | 0 | 0 | 0 | 0 | 0 | 0 | 1 | 1 | 1 | 1
|  |  |  | Sub - Total |  | 0 | 0 | 4 | 0.16 | 0 | 0 | 0 | 0 | 0 | 0 | 1 | 1 | 5 | 1.16
|  |  | 10 | Narangi | 1103900 | 0 | 0 | 3 | 0.12 | 0 | 0 | 0 | 0 | 0 | 0 | 0 | 0 | 3 | 0.12
|  |  |  | Harijan Tola |  | 0 | 0 | 13 | 0.52 | 0 | 0 | 0 | 0 | 0 | 0 | 0 | 0 | 13 | 0.52
|  |  |  | Jha Tola |  | 0 | 0 | 4 | 0.16 | 0 | 0 | 0 | 0 | 0 | 0 | 0 | 0 | 4 | 0.16
|  |  |  | Sub - Total |  | 0 | 0 | 20 | 0.8 | 0 | 0 | 0 | 0 | 0 | 0 | 0 | 0 | 20 | 0.8
|  |  | 11 | Upar Sumbha | 1104400 | 0 | 0 | 0 | 0 | 0 | 0 | 0 | 0 | 0 | 0 | 0 | 0 | 0 | 0
|  |  |  | Nichli Tola |  | 0 | 0 | 0 | 0 | 0 | 0 | 0 | 0 | 0 | 0 | 0 | 0 | 0 | 0
|  |  |  | Sub - Total |  | 0 | 0 | 0 | 0 | 0 | 0 | 0 | 0 | 0 | 0 | 0 | 0 | 0 | 0
|  |  | 12 | Kesiraydih | 1104500 | 0 | 0 | 0 | 0 | 0 | 0 | 0 | 0 | 0 | 0 | 0 | 0 | 0 | 0
|  |  |  | Sub - Total |  | 0 | 0 | 0 | 0 | 0 | 0 | 0 | 0 | 0 | 0 | 0 | 0 | 0 | 0
|  |  | 13 | Suryadih | 1104600 | 0 | 0 | 2 | 0.08 | 0 | 0 | 0 | 0 | 0 | 0 | 0 | 0 | 2 | 0.08
|  |  |  | Sub - Total |  | 0 | 0 | 2 | 0.08 | 0 | 0 | 0 | 0 | 0 | 0 | 0 | 0 | 2 | 0.08
|  |  | 14 | Singraydih | 1104800 | 0 | 0 | 18 | 0.72 | 0 | 0 | 0 | 0 | 0 | 0 | 0 | 0 | 18 | 0.72
|  |  |  | Sub - Total |  | 0 | 0 | 18 | 0.72 | 0 | 0 | 0 | 0 | 0 | 0 | 0 | 0 | 18 | 0.72
|  |  | 15 | Baidnathpur Manjhi Tola | 1104900 | 0 | 0 | 6 | 0.24 | 0 | 0 | 0 | 0 | 0 | 0 | 1 | 1 | 7 | 1.24
|  |  |  | Bhumihar Tola |  | 0 | 0 | 3 | 0.12 | 0 | 0 | 0 | 0 | 0 | 0 | 0 | 0 | 3 | 0.12
|  |  |  | Harijan Tola |  | 0 | 0 | 0 | 0 | 0 | 0 | 0 | 0 | 0 | 0 | 0 | 0 | 0 | 0
|  |  |  | Rout Tola |  | 0 | 0 | 0 | 0 | 0 | 0 | 0 | 0 | 0 | 0 | 0 | 0 | 0 | 0
|  |  |  | Rawani Tola |  | 0 | 0 | 0 | 0 | 0 | 0 | 0 | 0 | 0 | 0 | 0 | 0 | 0 | 0
|  |  |  | Das Tola |  | 0 | 0 | 5 | 0.2 | 0 | 0 | 0 | 0 | 0 | 0 | 0 | 0 | 5 | 0.2
|  |  |  | Yadav Tola |  | 0 | 0 | 3 | 0.12 | 0 | 0 | 0 | 0 | 0 | 0 | 0 | 0 | 3 | 0.12
|  |  |  | Sub - Total |  | 0 | 0 | 17 | 0.68 | 0 | 0 | 0 | 0 | 0 | 0 | 1 | 1 | 18 | 1.68
|  |  | 16 | Kharna Heth Tola | 1105000 | 0 | 0 | 0 | 0 | 0 | 0 | 0 | 0 | 0 | 0 | 0 | 0 | 0 | 0
|  |  |  | Uppar Tola |  | 0 | 0 | 0 | 0 | 0 | 0 | 0 | 0 | 0 | 0 | 0 | 0 | 0 | 0
|  |  |  | Mahto Tola |  | 0 | 0 | 0 | 0 | 0 | 0 | 0 | 0 | 0 | 0 | 0 | 0 | 0 | 0
|  |  |  | Harijan Tola |  | 0 | 0 | 0 | 0 | 0 | 0 | 0 | 0 | 0 | 0 | 0 | 0 | 0 | 0
|  |  |  | Sub - Total |  | 0 | 0 | 0 | 0 | 0 | 0 | 0 | 0 | 0 | 0 | 0 | 0 | 0 | 0
|  |  | 17 | Baniadih Rajput Tola | 1105100 | 0 | 0 | 0 | 0 | 0 | 0 | 0 | 0 | 0 | 0 | 0 | 0 | 0 | 0
|  |  |  | Dom Tola |  | 0 | 0 | 0 | 0 | 0 | 0 | 0 | 0 | 0 | 0 | 2 | 2 | 2 | 2
|  |  |  | Harijan Tola |  | 0 | 0 | 0 | 0 | 0 | 0 | 0 | 0 | 0 | 0 | 0 | 0 | 0 | 0
|  |  |  | Yadav Tola |  | 0 | 0 | 0 | 0 | 0 | 0 | 0 | 0 | 0 | 0 | 0 | 0 | 0 | 0
|  |  |  | Tati Tola |  | 0 | 0 | 0 | 0 | 0 | 0 | 0 | 0 | 0 | 0 | 0 | 0 | 0 | 0
|  |  |  | Sub - Total |  | 0 | 0 | 0 | 0 | 0 | 0 | 0 | 0 | 0 | 0 | 2 | 2 | 2 | 2
|  |  | 18 | Bhajalpur Bhumihar Tola | 1105200 | 0 | 0 | 0 | 0 | 0 | 0 | 0 | 0 | 0 | 0 | 0 | 0 | 0 | 0
|  |  |  | Yadav Tola |  | 0 | 0 | 0 | 0 | 0 | 0 | 0 | 0 | 0 | 0 | 0 | 0 | 0 | 0
|  |  |  | Sub - Total |  | 0 | 0 | 0 | 0 | 0 | 0 | 0 | 0 | 0 | 0 | 0 | 0 | 0 | 0
|  |  | 19 | Madhuwadih | 1105300 | 0 | 0 | 0 | 0 | 0 | 0 | 0 | 0 | 0 | 0 | 2 | 2 | 2 | 2
|  |  |  | Sub - Total |  | 0 | 0 | 0 | 0 | 0 | 0 | 0 | 0 | 0 | 0 | 2 | 2 | 2 | 2
|  |  | 20 | Nikatpur Yadav Tola | 1105400 | 0 | 0 | 0 | 0 | 0 | 0 | 0 | 0 | 0 | 0 | 0 | 0 | 0 | 0
|  |  |  | Bhumihar Tola |  | 0 | 0 | 0 | 0 | 0 | 0 | 0 | 0 | 0 | 0 | 0 | 0 | 0 | 0
|  |  |  | Sub - Total |  | 0 | 0 | 0 | 0 | 0 | 0 | 0 | 0 | 0 | 0 | 0 | 0 | 0 | 0
|  |  | 21 | Asanbani Harijan Tola | 1105600 | 0 | 0 | 7 | 0.28 | 0 | 0 | 0 | 0 | 0 | 0 | 0 | 0 | 7 | 0.28
|  |  |  | Rajput Tola |  | 0 | 0 | 0 | 0 | 0 | 0 | 0 | 0 | 0 | 0 | 0 | 0 | 0 | 0
|  |  |  | Sub - Total |  | 0 | 0 | 7 | 0.28 | 0 | 0 | 0 | 0 | 0 | 0 | 0 | 0 | 7 | 0.28
|  |  | 22 | Uparbahiar | 1106100 | 0 | 0 | 0 | 0 | 0 | 0 | 0 | 0 | 0 | 0 | 0 | 0 | 0 | 0
|  |  |  | Uppar Tola |  | 0 | 0 | 0 | 0 | 0 | 0 | 0 | 0 | 0 | 0 | 0 | 0 | 0 | 0
|  |  |  | Nichli Tola |  | 0 | 0 | 0 | 0 | 0 | 0 | 0 | 0 | 0 | 0 | 0 | 0 | 0 | 0
|  |  |  | Madrsa Tola |  | 0 | 0 | 0 | 0 | 0 | 0 | 0 | 0 | 0 | 0 | 0 | 0 | 0 | 0
|  |  |  | Sub - Total |  | 0 | 0 | 0 | 0 | 0 | 0 | 0 | 0 | 0 | 0 | 0 | 0 | 0 | 0
|  |  | 23 | Kusmaha | 1106300 | 0 | 0 | 6 | 0.24 | 0 | 0 | 0 | 0 | 0 | 0 | 0 | 0 | 6 | 0.24
|  |  |  | Uppar Tola |  | 0 | 0 | 0 | 0 | 0 | 0 | 0 | 0 | 0 | 0 | 0 | 0 | 0 | 0
|  |  |  | Harijan Tola |  | 0 | 0 | 0 | 0 | 0 | 0 | 0 | 0 | 0 | 0 | 0 | 0 | 0 | 0
|  |  |  | Pandit Tola |  | 0 | 0 | 0 | 0 | 0 | 0 | 0 | 0 | 0 | 0 | 0 | 0 | 0 | 0
|  |  |  | DanipurTola |  | 0 | 0 | 0 | 0 | 0 | 0 | 0 | 0 | 0 | 0 | 0 | 0 | 0 | 0
|  |  |  | Danipur Harijan Tola |  | 0 | 0 | 0 | 0 | 0 | 0 | 0 | 0 | 0 | 0 | 0 | 0 | 0 | 0
|  |  |  | Mandal Tola |  | 0 | 0 | 1 | 0.04 | 0 | 0 | 0 | 0 | 0 | 0 | 0 | 0 | 1 | 0.04
|  |  |  | Roy Tola |  | 0 | 0 | 2 | 0.08 | 0 | 0 | 0 | 0 | 0 | 0 | 0 | 0 | 2 | 0.08
|  |  |  | Sub - Total |  | 0 | 0 | 9 | 0.36 | 0 | 0 | 0 | 0 | 0 | 0 | 0 | 0 | 9 | 0.36
|  |  | 24 | Paharpur Heth Tola | 1106400 | 0 | 0 | 0 | 0 | 0 | 0 | 0 | 0 | 0 | 0 | 0 | 0 | 0 | 0
|  |  |  | Uppar Tola |  | 0 | 0 | 0 | 0 | 0 | 0 | 0 | 0 | 0 | 0 | 0 | 0 | 0 | 0
|  |  |  | Sub - Total |  | 0 | 0 | 0 | 0 | 0 | 0 | 0 | 0 | 0 | 0 | 0 | 0 | 0 | 0
|  |  | 25 | Sarwa Modi Tola | 1107100 | 0 | 0 | 0 | 0 | 0 | 0 | 0 | 0 | 0 | 0 | 2 | 2 | 2 | 2
|  |  |  | Verma Tola |  | 0 | 0 | 0 | 0 | 0 | 0 | 0 | 0 | 0 | 0 | 0 | 0 | 0 | 0
|  |  |  | Rout Tola |  | 0 | 0 | 5 | 0.2 | 0 | 0 | 0 | 0 | 0 | 0 | 0 | 0 | 5 | 0.2
|  |  |  | Dhobi Tola |  | 0 | 0 | 1 | 0.04 | 0 | 0 | 0 | 0 | 0 | 0 | 0 | 0 | 1 | 0.04
|  |  |  | Tilambatanr |  | 0 | 0 | 16 | 0.64 | 0 | 0 | 0 | 0 | 2 | 2 | 1 | 1 | 19 | 3.64
|  |  |  | Rawani Tola |  | 0 | 0 | 1 | 0.04 | 0 | 0 | 0 | 0 | 0 | 0 | 0 | 0 | 1 | 0.04
|  |  |  | Mohdar Tola |  | 0 | 0 | 5 | 0.2 | 0 | 0 | 0 | 0 | 0 | 0 | 0 | 0 | 5 | 0.2
|  |  |  | Uppar Tola |  | 0 | 0 | 3 | 0.12 | 0 | 0 | 0 | 0 | 0 | 0 | 0 | 0 | 3 | 0.12
|  |  |  | Mistry Tola |  | 0 | 0 | 0 | 0 | 0 | 0 | 0 | 0 | 0 | 0 | 0 | 0 | 0 | 0
|  |  |  | Mandal Tola |  | 0 | 0 | 0 | 0 | 0 | 0 | 0 | 0 | 0 | 0 | 0 | 0 | 0 | 0
|  |  |  | Heth Tola |  | 0 | 0 | 1 | 0.04 | 0 | 0 | 0 | 0 | 0 | 0 | 1 | 1 | 2 | 1.04
|  |  |  | Modi Tola |  | 0 | 0 | 0 | 0 | 0 | 0 | 0 | 0 | 0 | 0 | 0 | 0 | 0 | 0
|  |  |  | Sub - Total |  | 0 | 0 | 32 | 1.28 | 0 | 0 | 0 | 0 | 2 | 2 | 4 | 4 | 38 | 7.28
|  |  | 26 | Golabazar | 1107200 | 0 | 0 | 3 | 0.12 | 0 | 0 | 0 | 0 | 0 | 0 | 0 | 0 | 3 | 0.12
|  |  |  | Miya Tola |  | 0 | 0 | 3 | 0.12 | 0 | 0 | 0 | 0 | 0 | 0 | 0 | 0 | 3 | 0.12
|  |  |  | Gola Bazar Tola |  | 0 | 0 | 1 | 0.04 | 0 | 0 | 0 | 0 | 0 | 0 | 0 | 0 | 1 | 0.04
|  |  |  | Sub - Total |  | 0 | 0 | 7 | 0.28 | 0 | 0 | 0 | 0 | 0 | 0 | 0 | 0 | 7 | 0.28
|  |  | 27 | Panchudih Chhit | 1107300 | 0 | 0 | 0 | 0 | 0 | 0 | 0 | 0 | 0 | 0 | 0 | 0 | 0 | 0
|  |  |  | Sub - Total |  | 0 | 0 | 0 | 0 | 0 | 0 | 0 | 0 | 0 | 0 | 0 | 0 | 0 | 0
|  |  | 28 | Panchudih Chhit | 1107400 | 0 | 0 | 0 | 0 | 0 | 0 | 0 | 0 | 0 | 0 | 0 | 0 | 0 | 0
|  |  |  | Heath Tola |  | 0 | 0 | 0 | 0 | 0 | 0 | 0 | 0 | 0 | 0 | 0 | 0 | 0 | 0
|  |  |  | Sub - Total |  | 0 | 0 | 0 | 0 | 0 | 0 | 0 | 0 | 0 | 0 | 0 | 0 | 0 | 0
|  |  | 29 | Dasdih | 1107500 | 38 | 19 | 13 | 0.52 | 0 | 0 | 0 | 0 | 0 | 0 | 0 | 0 | 51 | 19.52
|  |  |  | Dasdih Bazar |  | 0 | 0 | 1 | 0.04 | 0 | 0 | 0 | 0 | 0 | 0 | 0 | 0 | 1 | 0.04
|  |  |  | Sub - Total |  | 38 | 19 | 14 | 0.56 | 0 | 0 | 0 | 0 | 0 | 0 | 0 | 0 | 52 | 19.56
|  |  | 30 | Lohardih | 1107800 | 0 | 0 | 0 | 0 | 0 | 0 | 0 | 0 | 0 | 0 | 0 | 0 | 0 | 0
|  |  |  | Niche Tola |  | 0 | 0 | 7 | 0.28 | 0 | 0 | 0 | 0 | 0 | 0 | 0 | 0 | 7 | 0.28
|  |  |  | Sokh Tola Uppar |  | 0 | 0 | 0 | 0 | 0 | 0 | 0 | 0 | 0 | 0 | 0 | 0 | 0 | 0
|  |  |  | Sokh Tola Niche |  | 0 | 0 | 0 | 0 | 0 | 0 | 0 | 0 | 0 | 0 | 0 | 0 | 0 | 0
|  |  |  | Sub - Total |  | 0 | 0 | 7 | 0.28 | 0 | 0 | 0 | 0 | 0 | 0 | 0 | 0 | 7 | 0.28
|  |  | 31 | Kelaniya | 1108600 | 0 | 0 | 0 | 0 | 0 | 0 | 0 | 0 | 0 | 0 | 0 | 0 | 0 | 0
|  |  |  | Sub - Total |  | 0 | 0 | 0 | 0 | 0 | 0 | 0 | 0 | 0 | 0 | 0 | 0 | 0 | 0
|  |  | 32 | Bhandaro Verma Tola | 1109400 | 0 | 0 | 4 | 0.16 | 0 | 0 | 0 | 0 | 0 | 0 | 0 | 0 | 4 | 0.16
|  |  |  | Yadav Tola |  | 0 | 0 | 0 | 0 | 0 | 0 | 0 | 0 | 0 | 0 | 0 | 0 | 0 | 0
|  |  |  | Miya Tola |  | 0 | 0 | 1 | 0.04 | 0 | 0 | 0 | 0 | 0 | 0 | 0 | 0 | 1 | 0.04
|  |  |  | Mandal Tola |  | 0 | 0 | 0 | 0 | 0 | 0 | 0 | 0 | 0 | 0 | 0 | 0 | 0 | 0
|  |  |  | Pandey Tola |  | 0 | 0 | 0 | 0 | 0 | 0 | 0 | 0 | 0 | 0 | 0 | 0 | 0 | 0
|  |  |  | Mali Tola |  | 0 | 0 | 0 | 0 | 0 | 0 | 0 | 0 | 0 | 0 | 0 | 0 | 0 | 0
|  |  |  | Market Tola |  | 0 | 0 | 0 | 0 | 0 | 0 | 0 | 0 | 0 | 0 | 0 | 0 | 0 | 0
|  |  |  | Hairjan Tola |  | 52 | 26 | 21 | 0.84 | 0 | 0 | 0 | 0 | 0 | 0 | 0 | 0 | 73 | 26.84
|  |  |  | Pameri Tola |  | 0 | 0 | 0 | 0 | 0 | 0 | 0 | 0 | 0 | 0 | 0 | 0 | 0 | 0
|  |  |  | Sub - Total |  | 52 | 26 | 26 | 1.04 | 0 | 0 | 0 | 0 | 0 | 0 | 0 | 0 | 78 | 27.04
|  |  | 33 | Laskardih | 1110000 | 0 | 0 | 0 | 0 | 0 | 0 | 0 | 0 | 0 | 0 | 1 | 1 | 1 | 1
|  |  |  | Rai Tola |  | 0 | 0 | 0 | 0 | 0 | 0 | 0 | 0 | 0 | 0 | 0 | 0 | 0 | 0
|  |  |  | Mandal Tola |  | 0 | 0 | 0 | 0 | 0 | 0 | 0 | 0 | 0 | 0 | 0 | 0 | 0 | 0
|  |  |  | Bhumihar Tola |  | 0 | 0 | 1 | 0.04 | 0 | 0 | 0 | 0 | 0 | 0 | 0 | 0 | 1 | 0.04
|  |  |  | Manjhi Tola |  | 0 | 0 | 7 | 0.28 | 0 | 0 | 0 | 0 | 0 | 0 | 0 | 0 | 7 | 0.28
|  |  |  | Sub - Total |  | 0 | 0 | 8 | 0.32 | 0 | 0 | 0 | 0 | 0 | 0 | 1 | 1 | 9 | 1.32
|  |  | 34 | Panredih Pandey Tola | 1110400 | 15 | 7.5 | 0 | 0 | 0 | 0 | 0 | 0 | 0 | 0 | 0 | 0 | 15 | 7.5
|  |  |  | Harijan Tola |  | 0 | 0 | 0 | 0 | 0 | 0 | 0 | 0 | 0 | 0 | 0 | 0 | 0 | 0
|  |  |  | Bhumihar Tola |  | 0 | 0 | 0 | 0 | 0 | 0 | 0 | 0 | 0 | 0 | 0 | 0 | 0 | 0
|  |  |  | Sub - Total |  | 15 | 7.5 | 0 | 0 | 0 | 0 | 0 | 0 | 0 | 0 | 0 | 0 | 15 | 7.5
|  |  | 35 | Jiakara Middle Tola | 1113400 | 0 | 0 | 0 | 0 | 0 | 0 | 0 | 0 | 0 | 0 | 4 | 4 | 4 | 4
|  |  |  | Bela Tola |  | 0 | 0 | 1 | 0.04 | 0 | 0 | 0 | 0 | 0 | 0 | 0 | 0 | 1 | 0.04
|  |  |  | Lower Tola |  | 0 | 0 | 0 | 0 | 0 | 0 | 0 | 0 | 0 | 0 | 1 | 1 | 1 | 1
|  |  |  | Uppar Tola |  | 0 | 0 | 0 | 0 | 0 | 0 | 0 | 0 | 0 | 0 | 0 | 0 | 0 | 0
|  |  |  | Sub - Total |  | 0 | 0 | 1 | 0.04 | 0 | 0 | 0 | 0 | 0 | 0 | 5 | 5 | 6 | 5.04
|  |  | 36 | Manigari | 1113700 | 0 | 0 | 5 | 0.2 | 0 | 0 | 0 | 0 | 0 | 0 | 0 | 0 | 5 | 0.2
[6 empty] | 0 | 0 | 5 | 0.2 | 0 | 0 | 0 | 0 | 0 | 0 | 0 | 0 | 5 | 0.2
|  |  | 37 | Danga | 1113900 | 0 | 0 | 6 | 0.24 | 0 | 0 | 0 | 0 | 0 | 0 | 1 | 1 | 7 | 1.24
|  |  |  | Sub - Total |  | 0 | 0 | 6 | 0.24 | 0 | 0 | 0 | 0 | 0 | 0 | 1 | 1 | 7 | 1.24
|  |  | 38 | Chandna | 1114000 | 0 | 0 | 0 | 0 | 0 | 0 | 1 | 1 | 2 | 2 | 0 | 0 | 3 | 3
|  |  |  | Sub - Total |  | 0 | 0 | 0 | 0 | 0 | 0 | 1 | 1 | 2 | 2 | 0 | 0 | 3 | 3
|  |  | 39 | Dahua | 1114100 | 0 | 0 | 6 | 0.24 | 0 | 0 | 0 | 0 | 0 | 0 | 0 | 0 | 6 | 0.24
|  |  |  | Sub - Total |  | 0 | 0 | 6 | 0.24 | 0 | 0 | 0 | 0 | 0 | 0 | 0 | 0 | 6 | 0.24
|  |  | 40 | Mattikar | 1116400 | 16 | 8 | 3 | 0.12 | 0 | 0 | 0 | 0 | 0 | 0 | 0 | 0 | 19 | 8.12
|  |  |  | Uppar Tola |  | 0 | 0 | 1 | 0.04 | 0 | 0 | 0 | 0 | 0 | 0 | 0 | 0 | 1 | 0.04
|  |  |  | Muslim Tola |  | 0 | 0 | 0 | 0 | 0 | 0 | 0 | 0 | 0 | 0 | 0 | 0 | 0 | 0
|  |  |  | Sub - Total |  | 16 | 8 | 4 | 0.16 | 0 | 0 | 0 | 0 | 0 | 0 | 0 | 0 | 20 | 8.16
|  |  | 41 | Bhagan | 1118000 | 21 | 10.5 | 5 | 0.2 | 0 | 0 | 0 | 0 | 0 | 0 | 0 | 0 | 26 | 10.7
|  |  |  | Harijan Tola |  | 0 | 0 | 14 | 0.56 | 0 | 0 | 0 | 0 | 0 | 0 | 1 | 1 | 15 | 1.56
|  |  |  | Sub - Total |  | 21 | 10.5 | 19 | 0.76 | 0 | 0 | 0 | 0 | 0 | 0 | 1 | 1 | 41 | 12.26
|  |  | 42 | Lakhoriya Niche Tola | 1118200 | 0 | 0 | 8 | 0.32 | 0 | 0 | 0 | 0 | 0 | 0 | 0 | 0 | 8 | 0.32
|  |  |  | Uppar Tola |  | 0 | 0 | 5 | 0.2 | 0 | 0 | 0 | 0 | 0 | 0 | 1 | 1 | 6 | 1.2
|  |  |  | Harijan Tola |  | 0 | 0 | 16 | 0.64 | 0 | 0 | 0 | 0 | 0 | 0 | 1 | 1 | 17 | 1.64
|  |  |  | Sub - Total |  | 0 | 0 | 29 | 1.16 | 0 | 0 | 0 | 0 | 0 | 0 | 2 | 2 | 31 | 3.16
|  |  | 43 | Sursura | 1118700 | 0 | 0 | 2 | 0.08 | 0 | 0 | 0 | 0 | 0 | 0 | 1 | 1 | 3 | 1.08
|  |  |  | Sub - Total |  | 0 | 0 | 2 | 0.08 | 0 | 0 | 0 | 0 | 0 | 0 | 1 | 1 | 3 | 1.08
|  |  | 44 | Kusia bank | 1118900 | 0 | 0 | 0 | 0 | 0 | 0 | 0 | 0 | 0 | 0 | 0 | 0 | 0 | 0
|  |  |  | Sub - Total |  | 0 | 0 | 0 | 0 | 0 | 0 | 0 | 0 | 0 | 0 | 0 | 0 | 0 | 0
|  |  | 45 | Baghmara | 1119000 | 0 | 0 | 0 | 0 | 0 | 0 | 0 | 0 | 0 | 0 | 0 | 0 | 0 | 0
|  |  |  | Sub - Total |  | 0 | 0 | 0 | 0 | 0 | 0 | 0 | 0 | 0 | 0 | 0 | 0 | 0 | 0
|  |  | 46 | Amratanr | 1119200 | 0 | 0 | 0 | 0 | 0 | 0 | 0 | 0 | 0 | 0 | 0 | 0 | 0 | 0
|  |  |  | Sub - Total |  | 0 | 0 | 0 | 0 | 0 | 0 | 0 | 0 | 0 | 0 | 0 | 0 | 0 | 0
|  |  | 47 | Sirsa Bairagi Tola | 1119500 | 0 | 0 | 0 | 0 | 0 | 0 | 0 | 0 | 0 | 0 | 0 | 0 | 0 | 0
|  |  |  | Mushar Tola |  | 0 | 0 | 12 | 0.48 | 0 | 0 | 0 | 0 | 0 | 0 | 0 | 0 | 12 | 0.48
|  |  |  | Bichi Tola |  | 0 | 0 | 2 | 0.08 | 0 | 0 | 0 | 0 | 0 | 0 | 0 | 0 | 2 | 0.08
|  |  |  | Sihalitanr |  | 0 | 0 | 2 | 0.08 | 0 | 0 | 0 | 0 | 0 | 0 | 0 | 0 | 2 | 0.08
|  |  |  | Bijali Tola |  | 0 | 0 | 0 | 0 | 0 | 0 | 0 | 0 | 0 | 0 | 0 | 0 | 0 | 0
|  |  |  | Sub - Total |  | 0 | 0 | 16 | 0.64 | 0 | 0 | 0 | 0 | 0 | 0 | 0 | 0 | 16 | 0.64
|  |  | 48 | Birajpur | 1119600 | 0 | 0 | 5 | 0.2 | 0 | 0 | 0 | 0 | 0 | 0 | 0 | 0 | 5 | 0.2
|  |  |  | Sub - Total |  | 0 | 0 | 5 | 0.2 | 0 | 0 | 0 | 0 | 0 | 0 | 0 | 0 | 5 | 0.2
|  |  | 49 | Haradkol Mishra Tola | 1119800 | 0 | 0 | 0 | 0 | 0 | 0 | 0 | 0 | 0 | 0 | 0 | 0 | 0 | 0
|  |  |  | Mushar Tola |  | 0 | 0 | 0 | 0 | 0 | 0 | 0 | 0 | 0 | 0 | 0 | 0 | 0 | 0
|  |  |  | Rai Tola |  | 0 | 0 | 0 | 0 | 0 | 0 | 0 | 0 | 0 | 0 | 0 | 0 | 0 | 0
|  |  |  | Sub - Total |  | 0 | 0 | 0 | 0 | 0 | 0 | 0 | 0 | 0 | 0 | 0 | 0 | 0 | 0
|  |  | 50 | Misradih | 1120000 | 0 | 0 | 0 | 0 | 0 | 0 | 0 | 0 | 0 | 0 | 0 | 0 | 0 | 0
|  |  |  | Roy Tola |  | 0 | 0 | 0 | 0 | 0 | 0 | 0 | 0 | 0 | 0 | 0 | 0 | 0 | 0
|  |  |  | Bitch Tola |  | 0 | 0 | 2 | 0.08 | 0 | 0 | 0 | 0 | 0 | 0 | 0 | 0 | 2 | 0.08
|  |  |  | Mushar Tola |  | 0 | 0 | 0 | 0 | 0 | 0 | 0 | 0 | 0 | 0 | 0 | 0 | 0 | 0
|  |  |  | Manjhi Tola |  | 0 | 0 | 12 | 0.48 | 0 | 0 | 0 | 0 | 0 | 0 | 0 | 0 | 12 | 0.48
|  |  |  | Ghatwal Tola |  | 0 | 0 | 0 | 0 | 0 | 0 | 0 | 0 | 0 | 0 | 0 | 0 | 0 | 0
|  |  |  | Sub - Total |  | 0 | 0 | 14 | 0.56 | 0 | 0 | 0 | 0 | 0 | 0 | 0 | 0 | 14 | 0.56
|  |  | 51 | Sarpata | 1120100 | 0 | 0 | 0 | 0 | 0 | 0 | 0 | 0 | 0 | 0 | 1 | 1 | 1 | 1
|  |  |  | Sub - Total |  | 0 | 0 | 0 | 0 | 0 | 0 | 0 | 0 | 0 | 0 | 1 | 1 | 1 | 1
|  |  | 52 | Telariya Jabank | 1120200 | 7 | 3.5 | 3 | 0.12 | 0 | 0 | 0 | 0 | 0 | 0 | 0 | 0 | 10 | 3.62
|  |  |  | Harijan Tola |  | 0 | 0 | 0 | 0 | 0 | 0 | 0 | 0 | 0 | 0 | 0 | 0 | 0 | 0
|  |  |  | Rajwar Tola |  | 0 | 0 | 0 | 0 | 0 | 0 | 0 | 0 | 0 | 0 | 0 | 0 | 0 | 0
|  |  |  | Bhumihar Tola |  | 0 | 0 | 1 | 0.04 | 0 | 0 | 0 | 0 | 0 | 0 | 0 | 0 | 1 | 0.04
|  |  |  | Sub - Total |  | 7 | 3.5 | 4 | 0.16 | 0 | 0 | 0 | 0 | 0 | 0 | 0 | 0 | 11 | 3.66
|  |  | 53 | Kherwa | 1120300 | 0 | 0 | 2 | 0.08 | 0 | 0 | 0 | 0 | 0 | 0 | 0 | 0 | 2 | 0.08
|  |  |  | Sub - Total |  | 0 | 0 | 2 | 0.08 | 0 | 0 | 0 | 0 | 0 | 0 | 0 | 0 | 2 | 0.08
|  |  | 54 | Nauwadih Urf Ambakulua | 1120400 | 0 | 0 | 0 | 0 | 0 | 0 | 0 | 0 | 0 | 0 | 0 | 0 | 0 | 0
|  |  |  | Mahto Tola |  | 0 | 0 | 0 | 0 | 0 | 0 | 0 | 0 | 0 | 0 | 0 | 0 | 0 | 0
|  |  |  | Harijan Tola |  | 0 | 0 | 3 | 0.12 | 0 | 0 | 0 | 0 | 0 | 0 | 0 | 0 | 3 | 0.12
|  |  |  | Bhumihar Tola |  | 0 | 0 | 0 | 0 | 0 | 0 | 0 | 0 | 0 | 0 | 0 | 0 | 0 | 0
|  |  |  | Naya gaon |  | 0 | 0 | 0 | 0 | 0 | 0 | 0 | 0 | 0 | 0 | 0 | 0 | 0 | 0
|  |  |  | Mahto Naya gaon Tola |  | 0 | 0 | 0 | 0 | 0 | 0 | 0 | 0 | 0 | 0 | 0 | 0 | 0 | 0
|  |  |  | Amakalua Tola |  | 0 | 0 | 0 | 0 | 0 | 0 | 0 | 0 | 0 | 0 | 0 | 0 | 0 | 0
|  |  |  | Sub - Total |  | 0 | 0 | 3 | 0.12 | 0 | 0 | 0 | 0 | 0 | 0 | 0 | 0 | 3 | 0.12
|  |  | 55 | Koradih | 1120700 | 0 | 0 | 0 | 0 | 0 | 0 | 0 | 0 | 0 | 0 | 0 | 0 | 0 | 0
|  |  |  | Mandal Tola |  | 0 | 0 | 0 | 0 | 0 | 0 | 0 | 0 | 0 | 0 | 0 | 0 | 0 | 0
|  |  |  | Niche Mandal Tola |  | 0 | 0 | 0 | 0 | 0 | 0 | 0 | 0 | 0 | 0 | 0 | 0 | 0 | 0
|  |  |  | Mahto Tola |  | 0 | 0 | 0 | 0 | 0 | 0 | 0 | 0 | 0 | 0 | 0 | 0 | 0 | 0
|  |  |  | Sub - Total |  | 0 | 0 | 0 | 0 | 0 | 0 | 0 | 0 | 0 | 0 | 0 | 0 | 0 | 0
|  |  | 56 | Bandajori | 1120800 | 0 | 0 | 0 | 0 | 0 | 0 | 0 | 0 | 0 | 0 | 0 | 0 | 0 | 0
|  |  |  | Mahto Tola |  | 0 | 0 | 0 | 0 | 0 | 0 | 0 | 0 | 0 | 0 | 0 | 0 | 0 | 0
|  |  |  | Harijan Tola |  | 0 | 0 | 4 | 0.16 | 0 | 0 | 0 | 0 | 0 | 0 | 0 | 0 | 4 | 0.16
|  |  |  | Rajput Tola |  | 0 | 0 | 0 | 0 | 0 | 0 | 0 | 0 | 0 | 0 | 0 | 0 | 0 | 0
|  |  |  | Baratanr Tola |  | 0 | 0 | 0 | 0 | 0 | 0 | 0 | 0 | 0 | 0 | 0 | 0 | 0 | 0
|  |  |  | Raut Tola |  | 0 | 0 | 0 | 0 | 0 | 0 | 0 | 0 | 0 | 0 | 0 | 0 | 0 | 0
|  |  |  | Nawa Tanr |  | 0 | 0 | 0 | 0 | 0 | 0 | 0 | 0 | 0 | 0 | 0 | 0 | 0 | 0
|  |  |  | Sub - Total |  | 0 | 0 | 4 | 0.16 | 0 | 0 | 0 | 0 | 0 | 0 | 0 | 0 | 4 | 0.16
|  |  | 57 | Dakai | 1120900 | 0 | 0 | 0 | 0 | 0 | 0 | 0 | 0 | 0 | 0 | 0 | 0 | 0 | 0
|  |  |  | Bhumihar Tola |  | 0 | 0 | 0 | 0 | 0 | 0 | 0 | 0 | 0 | 0 | 0 | 0 | 0 | 0
|  |  |  | Ghatwar Tola |  | 0 | 0 | 0 | 0 | 0 | 0 | 0 | 0 | 0 | 0 | 0 | 0 | 0 | 0
|  |  |  | Indrawa Tola |  | 0 | 0 | 0 | 0 | 0 | 0 | 0 | 0 | 0 | 0 | 0 | 0 | 0 | 0
|  |  |  | Rawani Tola |  | 0 | 0 | 2 | 0.08 | 0 | 0 | 0 | 0 | 0 | 0 | 0 | 0 | 2 | 0.08
|  |  |  | Barhia Tola |  | 0 | 0 | 4 | 0.16 | 0 | 0 | 0 | 0 | 0 | 0 | 0 | 0 | 4 | 0.16
|  |  |  | Dom Tola |  | 0 | 0 | 0 | 0 | 0 | 0 | 0 | 0 | 0 | 0 | 0 | 0 | 0 | 0
|  |  |  | Harijan Tola |  | 0 | 0 | 0 | 0 | 0 | 0 | 0 | 0 | 0 | 0 | 0 | 0 | 0 | 0
|  |  |  | Harijan Tola (W) |  | 0 | 0 | 0 | 0 | 0 | 0 | 0 | 0 | 0 | 0 | 0 | 0 | 0 | 0
|  |  |  | Bhumihar Tola |  | 0 | 0 | 0 | 0 | 0 | 0 | 0 | 0 | 0 | 0 | 0 | 0 | 0 | 0
|  |  |  | Sub - Total |  | 0 | 0 | 6 | 0.24 | 0 | 0 | 0 | 0 | 0 | 0 | 0 | 0 | 6 | 0.24
|  |  | 58 | Jogiatikar | 1121000 | 0 | 0 | 0 | 0 | 0 | 0 | 0 | 0 | 0 | 0 | 0 | 0 | 0 | 0
|  |  |  | Harijan Tola |  | 0 | 0 | 0 | 0 | 0 | 0 | 0 | 0 | 0 | 0 | 0 | 0 | 0 | 0
|  |  |  | Kol Tola |  | 0 | 0 | 0 | 0 | 0 | 0 | 0 | 0 | 0 | 0 | 0 | 0 | 0 | 0
|  |  |  | South Tola |  | 0 | 0 | 0 | 0 | 0 | 0 | 0 | 0 | 0 | 0 | 0 | 0 | 0 | 0
|  |  |  | Brahman Tola |  | 0 | 0 | 0 | 0 | 0 | 0 | 0 | 0 | 0 | 0 | 0 | 0 | 0 | 0
|  |  |  | Sub - Total |  | 0 | 0 | 0 | 0 | 0 | 0 | 0 | 0 | 0 | 0 | 0 | 0 | 0 | 0
|  |  | 59 | Kairidih | 1121300 | 0 | 0 | 0 | 0 | 0 | 0 | 0 | 0 | 0 | 0 | 1 | 1 | 1 | 1
|  |  |  | Sub - Total |  | 0 | 0 | 0 | 0 | 0 | 0 | 0 | 0 | 0 | 0 | 1 | 1 | 1 | 1
|  |  | 60 | Barakola | 1121400 | 0 | 0 | 0 | 0 | 0 | 0 | 0 | 0 | 0 | 0 | 0 | 0 | 0 | 0
|  |  |  | Sub - Total |  | 0 | 0 | 0 | 0 | 0 | 0 | 0 | 0 | 0 | 0 | 0 | 0 | 0 | 0
|  |  | 61 | Manjra Pathak Tola | 1122100 | 0 | 0 | 0 | 0 | 0 | 0 | 0 | 0 | 0 | 0 | 0 | 0 | 0 | 0
|  |  |  | Harijan Tola |  | 0 | 0 | 2 | 0.08 | 0 | 0 | 0 | 0 | 0 | 0 | 0 | 0 | 2 | 0.08
|  |  |  | Sub - Total |  | 0 | 0 | 2 | 0.08 | 0 | 0 | 0 | 0 | 0 | 0 | 0 | 0 | 2 | 0.08
|  |  | 62 | Bhatdih Bhumihar Tola | 1122300 | 0 | 0 | 0 | 0 | 0 | 0 | 0 | 0 | 0 | 0 | 0 | 0 | 0 | 0
|  |  |  | Harijan Tola |  | 0 | 0 | 0 | 0 | 0 | 0 | 0 | 0 | 0 | 0 | 0 | 0 | 0 | 0
|  |  |  | Sub - Total |  | 0 | 0 | 0 | 0 | 0 | 0 | 0 | 0 | 0 | 0 | 0 | 0 | 0 | 0
|  |  | 63 | Palganjia Yadav Tola | 1122400 | 0 | 0 | 0 | 0 | 0 | 0 | 0 | 0 | 0 | 0 | 0 | 0 | 0 | 0
|  |  |  | Uppar Tola |  | 0 | 0 | 0 | 0 | 0 | 0 | 0 | 0 | 0 | 0 | 0 | 0 | 0 | 0
|  |  |  | Ghatwar Tola |  | 0 | 0 | 0 | 0 | 0 | 0 | 0 | 0 | 0 | 0 | 0 | 0 | 0 | 0
|  |  |  | Sub - Total |  | 0 | 0 | 0 | 0 | 0 | 0 | 0 | 0 | 0 | 0 | 0 | 0 | 0 | 0
|  |  | 64 | Kasitanr Mahto Tola | 1122500 | 0 | 0 | 1 | 0.04 | 0 | 0 | 0 | 0 | 0 | 0 | 0 | 0 | 1 | 0.04
|  |  |  | Thakur Tola |  | 0 | 0 | 1 | 0.04 | 0 | 0 | 0 | 0 | 0 | 0 | 0 | 0 | 1 | 0.04
|  |  |  | Manjhi Tola |  | 0 | 0 | 2 | 0.08 | 0 | 0 | 0 | 0 | 0 | 0 | 0 | 0 | 2 | 0.08
|  |  |  | Sub - Total |  | 0 | 0 | 4 | 0.16 | 0 | 0 | 0 | 0 | 0 | 0 | 0 | 0 | 4 | 0.16
|  |  | 65 | Jalhara Yadav Tola | 1122600 | 0 | 0 | 7 | 0.28 | 0 | 0 | 0 | 0 | 0 | 0 | 0 | 0 | 7 | 0.28
|  |  |  | Roy Tola |  | 0 | 0 | 1 | 0.04 | 0 | 0 | 0 | 0 | 0 | 0 | 0 | 0 | 1 | 0.04
|  |  |  | Sub - Total |  | 0 | 0 | 8 | 0.32 | 0 | 0 | 0 | 0 | 0 | 0 | 0 | 0 | 8 | 0.32
|  |  | 66 | Basbutia | 1128100 | 0 | 0 | 0 | 0 | 0 | 0 | 0 | 0 | 0 | 0 | 0 | 0 | 0 | 0
|  |  |  | Rajput Tola |  | 0 | 0 | 0 | 0 | 0 | 0 | 0 | 0 | 0 | 0 | 0 | 0 | 0 | 0
|  |  |  | Bichi Tola |  | 0 | 0 | 0 | 0 | 0 | 0 | 0 | 0 | 0 | 0 | 0 | 0 | 0 | 0
|  |  |  | Baniya Tola |  | 0 | 0 | 0 | 0 | 0 | 0 | 0 | 0 | 0 | 0 | 0 | 0 | 0 | 0
|  |  |  | Harijan Tola |  | 0 | 0 | 0 | 0 | 0 | 0 | 0 | 0 | 0 | 0 | 0 | 0 | 0 | 0
|  |  |  | Uppar Tola |  | 0 | 0 | 0 | 0 | 0 | 0 | 0 | 0 | 0 | 0 | 0 | 0 | 0 | 0
|  |  |  | Sub - Total |  | 0 | 0 | 0 | 0 | 0 | 0 | 0 | 0 | 0 | 0 | 0 | 0 | 0 | 0
|  |  | 67 | Pararia Yadav Tola | 1129000 | 0 | 0 | 0 | 0 | 0 | 0 | 0 | 0 | 0 | 0 | 0 | 0 | 0 | 0
|  |  |  | Bhumihar Tola |  | 0 | 0 | 0 | 0 | 0 | 0 | 0 | 0 | 0 | 0 | 1 | 1 | 1 | 1
|  |  |  | Harijan Tola |  | 0 | 0 | 3 | 0.12 | 0 | 0 | 0 | 0 | 0 | 0 | 0 | 0 | 3 | 0.12
|  |  |  | Sub - Total |  | 0 | 0 | 3 | 0.12 | 0 | 0 | 0 | 0 | 0 | 0 | 1 | 1 | 4 | 1.12
|  |  | 68 | Sonaraythari Sekh Tola | 1129400 | 0 | 0 | 1 | 0.04 | 0 | 0 | 0 | 0 | 0 | 0 | 1 | 1 | 2 | 1.04
|  |  |  | Harijan Tola |  | 0 | 0 | 0 | 0 | 0 | 0 | 0 | 0 | 0 | 0 | 0 | 0 | 0 | 0
|  |  |  | Mohali Tola |  | 0 | 0 | 0 | 0 | 0 | 0 | 0 | 0 | 0 | 0 | 0 | 0 | 0 | 0
|  |  |  | Dom Tola |  | 0 | 0 | 0 | 0 | 0 | 0 | 0 | 0 | 0 | 0 | 0 | 0 | 0 | 0
|  |  |  | Dom Tola Niche |  | 0 | 0 | 0 | 0 | 0 | 0 | 0 | 0 | 0 | 0 | 0 | 0 | 0 | 0
|  |  |  | Dhobi Tola |  | 0 | 0 | 0 | 0 | 0 | 0 | 0 | 0 | 0 | 0 | 0 | 0 | 0 | 0
|  |  |  | Kumhar Tola |  | 0 | 0 | 0 | 0 | 0 | 0 | 0 | 0 | 0 | 0 | 0 | 0 | 0 | 0
|  |  |  | Kewat Tola |  | 0 | 0 | 0 | 0 | 0 | 0 | 0 | 0 | 0 | 0 | 0 | 0 | 0 | 0
|  |  |  | Gorapathi |  | 0 | 0 | 0 | 0 | 0 | 0 | 0 | 0 | 0 | 0 | 0 | 0 | 0 | 0
|  |  |  | Rawani Tola |  | 0 | 0 | 0 | 0 | 0 | 0 | 0 | 0 | 0 | 0 | 0 | 0 | 0 | 0
|  |  |  | Gosain Tola |  | 0 | 0 | 0 | 0 | 0 | 0 | 0 | 0 | 0 | 0 | 0 | 0 | 0 | 0
|  |  |  | Sub - Total |  | 0 | 0 | 1 | 0.04 | 0 | 0 | 0 | 0 | 0 | 0 | 1 | 1 | 2 | 1.04
|  |  | 69 | Bahinga Yadav Tola | 1132200 | 0 | 0 | 0 | 0 | 0 | 0 | 0 | 0 | 0 | 0 | 0 | 0 | 0 | 0
|  |  |  | Harijan Tola |  | 0 | 0 | 0 | 0 | 0 | 0 | 0 | 0 | 0 | 0 | 0 | 0 | 0 | 0
|  |  |  | Mandal Tola |  | 0 | 0 | 0 | 0 | 0 | 0 | 0 | 0 | 0 | 0 | 0 | 0 | 0 | 0
|  |  |  | Santhal Tola |  | 0 | 0 | 0 | 0 | 0 | 0 | 0 | 0 | 0 | 0 | 0 | 0 | 0 | 0
|  |  |  | Sub - Total |  | 0 | 0 | 0 | 0 | 0 | 0 | 0 | 0 | 0 | 0 | 0 | 0 | 0 | 0
|  |  | 70 | Kusumaha Harijan Tola | 1132300 | 0 | 0 | 3 | 0.12 | 0 | 0 | 0 | 0 | 0 | 0 | 0 | 0 | 3 | 0.12
|  |  |  | Uppar Tola |  | 0 | 0 | 0 | 0 | 0 | 0 | 0 | 0 | 0 | 0 | 0 | 0 | 0 | 0
|  |  |  | Sub - Total |  | 0 | 0 | 3 | 0.12 | 0 | 0 | 0 | 0 | 0 | 0 | 0 | 0 | 3 | 0.12
|  |  | 71 | Dundiya | 1134600 | 33 | 16.5 | 1 | 0.04 | 0 | 0 | 0 | 0 | 0 | 0 | 0 | 0 | 34 | 16.54
|  |  |  | Uppar Tola |  | 0 | 0 | 0 | 0 | 0 | 0 | 0 | 0 | 0 | 0 | 1 | 1 | 1 | 1
|  |  |  | Muslim Tola |  | 0 | 0 | 0 | 0 | 0 | 0 | 0 | 0 | 0 | 0 | 0 | 0 | 0 | 0
|  |  |  | Pipra Tola |  | 0 | 0 | 0 | 0 | 0 | 0 | 0 | 0 | 0 | 0 | 3 | 3 | 3 | 3
|  |  |  | Yadav Tola 1 |  | 0 | 0 | 0 | 0 | 0 | 0 | 0 | 0 | 0 | 0 | 0 | 0 | 0 | 0
|  |  |  | Yadav Tola 2 |  | 0 | 0 | 0 | 0 | 0 | 0 | 0 | 0 | 0 | 0 | 0 | 0 | 0 | 0
|  |  |  | Sub - Total |  | 33 | 16.5 | 1 | 0.04 | 0 | 0 | 0 | 0 | 0 | 0 | 4 | 4 | 38 | 20.54
|  |  | 72 | Damakunda | 1135800 | 0 | 0 | 0 | 0 | 0 | 0 | 0 | 0 | 0 | 0 | 0 | 0 | 0 | 0
|  |  |  | Barhi Tola West |  | 0 | 0 | 0 | 0 | 0 | 0 | 0 | 0 | 0 | 0 | 1 | 1 | 1 | 1
|  |  |  | Bich Tola |  | 0 | 0 | 0 | 0 | 0 | 0 | 0 | 0 | 0 | 0 | 0 | 0 | 0 | 0
|  |  |  | Niche Tola |  | 0 | 0 | 0 | 0 | 0 | 0 | 0 | 0 | 0 | 0 | 0 | 0 | 0 | 0
|  |  |  | Sub - Total |  | 0 | 0 | 0 | 0 | 0 | 0 | 0 | 0 | 0 | 0 | 1 | 1 | 1 | 1
|  |  | 73 | Upar Baghdabra | 1136500 | 33 | 16.5 | 3 | 0.12 | 0 | 0 | 0 | 0 | 0 | 0 | 0 | 0 | 36 | 16.62
|  |  |  | Mahto Tola |  | 0 | 0 | 0 | 0 | 0 | 0 | 0 | 0 | 0 | 0 | 0 | 0 | 0 | 0
|  |  |  | Sub - Total |  | 33 | 16.5 | 3 | 0.12 | 0 | 0 | 0 | 0 | 0 | 0 | 0 | 0 | 36 | 16.62
|  |  | 74 | Saraskunda | 1136600 | 0 | 0 | 0 | 0 | 0 | 0 | 0 | 0 | 0 | 0 | 0 | 0 | 0 | 0
|  |  |  | Sub - Total |  | 0 | 0 | 0 | 0 | 0 | 0 | 0 | 0 | 0 | 0 | 0 | 0 | 0 | 0
|  |  | 75 | Binjha | 1136900 | 41 | 20.5 | 27 | 1.08 | 0 | 0 | 0 | 0 | 0 | 0 | 0 | 0 | 68 | 21.58
|  |  |  | Chamar Tola |  | 0 | 0 | 0 | 0 | 0 | 0 | 0 | 0 | 0 | 0 | 0 | 0 | 0 | 0
|  |  |  | Santhal Tola |  | 0 | 0 | 0 | 0 | 0 | 0 | 0 | 0 | 0 | 0 | 0 | 0 | 0 | 0
|  |  |  | Baratanr |  | 0 | 0 | 0 | 0 | 0 | 0 | 0 | 0 | 0 | 0 | 0 | 0 | 0 | 0
|  |  |  | Korua |  | 0 | 0 | 11 | 0.44 | 0 | 0 | 0 | 0 | 0 | 0 | 0 | 0 | 11 | 0.44
|  |  |  | Sub - Total |  | 41 | 20.5 | 38 | 1.52 | 0 | 0 | 0 | 0 | 0 | 0 | 0 | 0 | 79 | 22.02
|  |  | 76 | Dondiya Nawadih | 1137300 | 0 | 0 | 0 | 0 | 0 | 0 | 0 | 0 | 0 | 0 | 1 | 1 | 1 | 1
|  |  |  | Baratanr |  | 0 | 0 | 0 | 0 | 0 | 0 | 0 | 0 | 0 | 0 | 0 | 0 | 0 | 0
|  |  |  | Dondia |  | 0 | 0 | 0 | 0 | 0 | 0 | 0 | 0 | 0 | 0 | 0 | 0 | 0 | 0
|  |  |  | Harijan Tola |  | 0 | 0 | 0 | 0 | 0 | 0 | 0 | 0 | 0 | 0 | 0 | 0 | 0 | 0
|  |  |  | Nawadih |  | 0 | 0 | 0 | 0 | 0 | 0 | 0 | 0 | 0 | 0 | 0 | 0 | 0 | 0
|  |  |  | Sub - Total |  | 0 | 0 | 0 | 0 | 0 | 0 | 0 | 0 | 0 | 0 | 1 | 1 | 1 | 1
|  |  | 77 | Pindra Brahman Tola | 1137500 | 0 | 0 | 0 | 0 | 0 | 0 | 0 | 0 | 0 | 0 | 0 | 0 | 0 | 0
|  |  |  | Harijan Niche Tola |  | 0 | 0 | 3 | 0.12 | 0 | 0 | 0 | 0 | 0 | 0 | 0 | 0 | 3 | 0.12
|  |  |  | Harijan Uppar Tola |  | 0 | 0 | 0 | 0 | 0 | 0 | 0 | 0 | 0 | 0 | 0 | 0 | 0 | 0
|  |  |  | Pindra Tola |  | 0 | 0 | 0 | 0 | 0 | 0 | 0 | 0 | 0 | 0 | 0 | 0 | 0 | 0
|  |  |  | Ghatwar Tola |  | 0 | 0 | 4 | 0.16 | 0 | 0 | 0 | 0 | 0 | 0 | 0 | 0 | 4 | 0.16
|  |  |  | Sub - Total |  | 0 | 0 | 7 | 0.28 | 0 | 0 | 0 | 0 | 0 | 0 | 0 | 0 | 7 | 0.28
|  |  | 78 | Domjori | 1138700 | 0 | 0 | 11 | 0.44 | 0 | 0 | 0 | 0 | 0 | 0 | 0 | 0 | 11 | 0.44
|  |  |  | Sub - Total |  | 0 | 0 | 11 | 0.44 | 0 | 0 | 0 | 0 | 0 | 0 | 0 | 0 | 11 | 0.44
|  |  | 79 | Heth Nawadih | 1138900 | 0 | 0 | 5 | 0.2 | 0 | 0 | 0 | 0 | 0 | 0 | 0 | 0 | 5 | 0.2
|  |  |  | Sub - Total |  | 0 | 0 | 5 | 0.2 | 0 | 0 | 0 | 0 | 0 | 0 | 0 | 0 | 5 | 0.2
|  |  | 80 | Markata Uppar Tola | 1139100 | 0 | 0 | 3 | 0.12 | 0 | 0 | 0 | 0 | 0 | 0 | 1 | 1 | 4 | 1.12
|  |  |  | Heth Tola |  | 0 | 0 | 0 | 0 | 0 | 0 | 0 | 0 | 0 | 0 | 0 | 0 | 0 | 0
|  |  |  | Sub - Total |  | 0 | 0 | 3 | 0.12 | 0 | 0 | 0 | 0 | 0 | 0 | 1 | 1 | 4 | 1.12
|  |  | 81 | Sirsa | 1139500 | 0 | 0 | 2 | 0.08 | 0 | 0 | 0 | 0 | 0 | 0 | 1 | 1 | 3 | 1.08
|  |  |  | Sub - Total |  | 0 | 0 | 2 | 0.08 | 0 | 0 | 0 | 0 | 0 | 0 | 1 | 1 | 3 | 1.08
|  |  | 82 | Balidih | 1139600 | 0 | 0 | 0 | 0 | 0 | 0 | 0 | 0 | 0 | 0 | 1 | 1 | 1 | 1
|  |  |  | Sub - Total |  | 0 | 0 | 0 | 0 | 0 | 0 | 0 | 0 | 0 | 0 | 1 | 1 | 1 | 1
|  |  | 83 | Kulhariya | 1140100 | 0 | 0 | 18 | 0.72 | 0 | 0 | 0 | 0 | 0 | 0 | 0 | 0 | 18 | 0.72
|  |  |  | Sub - Total |  | 0 | 0 | 18 | 0.72 | 0 | 0 | 0 | 0 | 0 | 0 | 0 | 0 | 18 | 0.72
|  |  | 84 | Raykund | 1140800 | 0 | 0 | 0 | 0 | 0 | 0 | 0 | 0 | 0 | 0 | 0 | 0 | 0 | 0
|  |  |  | Harijan Tola |  | 0 | 0 | 7 | 0.28 | 0 | 0 | 0 | 0 | 0 | 0 | 1 | 1 | 8 | 1.28
|  |  |  | Rai Tola |  | 0 | 0 | 0 | 0 | 0 | 0 | 0 | 0 | 0 | 0 | 0 | 0 | 0 | 0
|  |  |  | Misra Tola |  | 0 | 0 | 0 | 0 | 0 | 0 | 0 | 0 | 0 | 0 | 0 | 0 | 0 | 0
|  |  |  | Miya Tola |  | 0 | 0 | 0 | 0 | 0 | 0 | 0 | 0 | 0 | 0 | 0 | 0 | 0 | 0
|  |  |  | Lutiya Tola |  | 0 | 0 | 0 | 0 | 0 | 0 | 0 | 0 | 0 | 0 | 0 | 0 | 0 | 0
|  |  |  | Kathara Tola |  | 0 | 0 | 0 | 0 | 0 | 0 | 0 | 0 | 0 | 0 | 0 | 0 | 0 | 0
|  |  |  | Solkashari Tola |  | 0 | 0 | 0 | 0 | 0 | 0 | 0 | 0 | 0 | 0 | 0 | 0 | 0 | 0
|  |  |  | Baratanr Tola |  | 0 | 0 | 0 | 0 | 0 | 0 | 0 | 0 | 0 | 0 | 0 | 0 | 0 | 0
|  |  |  | Uppar Tola |  | 0 | 0 | 0 | 0 | 0 | 0 | 0 | 0 | 0 | 0 | 0 | 0 | 0 | 0
|  |  |  | Sub - Total |  | 0 | 0 | 7 | 0.28 | 0 | 0 | 0 | 0 | 0 | 0 | 1 | 1 | 8 | 1.28
|  |  | 85 | Nanhidih Neeche Tola | 1141200 | 0 | 0 | 0 | 0 | 0 | 0 | 0 | 0 | 0 | 0 | 0 | 0 | 0 | 0
|  |  |  | Pandit Tola |  | 0 | 0 | 0 | 0 | 0 | 0 | 0 | 0 | 0 | 0 | 0 | 0 | 0 | 0
|  |  |  | Manjhia Tola |  | 0 | 0 | 0 | 0 | 0 | 0 | 0 | 0 | 0 | 0 | 0 | 0 | 0 | 0
|  |  |  | Uppar Tola |  | 0 | 0 | 0 | 0 | 0 | 0 | 0 | 0 | 0 | 0 | 3 | 3 | 3 | 3
|  |  |  | Santhal Tola |  | 0 | 0 | 0 | 0 | 0 | 0 | 0 | 0 | 0 | 0 | 0 | 0 | 0 | 0
|  |  |  | Sub - Total |  | 0 | 0 | 0 | 0 | 0 | 0 | 0 | 0 | 0 | 0 | 3 | 3 | 3 | 3
|  |  | 86 | Arai | 1135200 | 0 | 0 | 0 | 0 | 0 | 0 | 0 | 0 | 0 | 0 | 0 | 0 | 0 | 0
|  |  |  | Sub - Total |  | 0 | 0 | 0 | 0 | 0 | 0 | 0 | 0 | 0 | 0 | 0 | 0 | 0 | 0
|  |  |  | BLOCK TOTAL |  | 304 | 152 | 488 | 19.52 | 0 | 0 | 1 | 1 | 5 | 5 | 40 | 40 | 838 | 217.52
4 | Devipur | 4 | 1 | Manpur (Main Bich Tola) | 1154500 | 0 | 0 | 1 | 0.04 | 0 | 0 | 0 | 0 | 0 | 0 | 2 | 2 | 3 | 2.08
|  |  |  | Rawani Tola |  | 0 | 0 | 1 | 0.04 | 0 | 0 | 0 | 0 | 0 | 0 | 1 | 1 | 2 | 1.06
|  |  |  | Niche Tola |  | 0 | 0 | 0 | 0 | 0 | 0 | 0 | 0 | 0 | 0 | 0 | 0 | 0 | 0
|  |  |  | Sub-Total |  | 0 | 0 | 2 | 0.08 | 0 | 0 | 0 | 0 | 0 | 0 | 3 | 3 | 5 | 3.14
|  |  | 2 | Paraharia (Rawani Tola) | 1154600 | 0 | 0 | 1 | 0.04 | 0 | 0 | 0 | 0 | 0 | 0 | 3 | 3 | 4 | 3.1
|  |  |  | Rana Tola |  | 0 | 0 | 0 | 0 | 0 | 0 | 0 | 0 | 0 | 0 | 0 | 0 | 0 | 0
|  |  |  | Yadav Tola |  | 0 | 0 | 0 | 0 | 0 | 0 | 0 | 0 | 0 | 0 | 1 | 1 | 1 | 1.02
|  |  |  | Sub-Total |  | 0 | 0 | 1 | 0.04 | 0 | 0 | 0 | 0 | 0 | 0 | 4 | 4 | 5 | 4.12
|  |  | 3 | Bargunia (Pardhan Tola) | 1154800 | 0 | 0 | 0 | 0 | 0 | 0 | 0 | 0 | 0 | 0 | 0 | 0 | 0 | 0
|  |  |  | Pandey Tola |  | 0 | 0 | 0 | 0 | 0 | 0 | 0 | 0 | 0 | 0 | 2 | 2 | 2 | 2.04
|  |  |  | Turi Tola |  | 0 | 0 | 0 | 0 | 0 | 0 | 0 | 0 | 0 | 0 | 0 | 0 | 0 | 0
|  |  |  | Ramroydih |  | 0 | 0 | 0 | 0 | 0 | 0 | 0 | 0 | 0 | 0 | 0 | 0 | 0 | 0
|  |  |  | Sub-Total |  | 0 | 0 | 0 | 0 | 0 | 0 | 0 | 0 | 0 | 0 | 2 | 2 | 2 | 2.04
|  |  | 4 | Uperdih | 1155100 | 0 | 0 | 0 | 0 | 0 | 0 | 0 | 0 | 0 | 0 | 0 | 0 | 0 | 0
|  |  |  | Chamar Tola |  | 0 | 0 | 0 | 0 | 0 | 0 | 0 | 0 | 0 | 0 | 0 | 0 | 0 | 0
|  |  |  | Turi Tola |  | 0 | 0 | 0 | 0 | 0 | 0 | 0 | 0 | 0 | 0 | 0 | 0 | 0 | 0
|  |  |  | Sub-Total |  | 0 | 0 | 0 | 0 | 0 | 0 | 0 | 0 | 0 | 0 | 0 | 0 | 0 | 0
|  |  | 5 | Buchi (Mandal Tola) | 1155200 | 0 | 0 | 0 | 0 | 0 | 0 | 0 | 0 | 0 | 0 | 2 | 2 | 2 | 2.04
|  |  |  | Muslim Tola |  | 0 | 0 | 0 | 0 | 0 | 0 | 0 | 0 | 0 | 0 | 2 | 2 | 2 | 2.04
|  |  |  | Harijan Tola |  | 0 | 0 | 0 | 0 | 0 | 0 | 0 | 0 | 0 | 0 | 0 | 0 | 0 | 0
|  |  |  | Sub-Total |  | 0 | 0 | 0 | 0 | 0 | 0 | 0 | 0 | 0 | 0 | 4 | 4 | 4 | 4.08
|  |  | 6 | PahrToli (Mandal Tola) | 1155300 | 0 | 0 | 0 | 0 | 0 | 0 | 0 | 0 | 0 | 0 | 0 | 0 | 0 | 0
|  |  |  | Upper Mandal Tola |  | 0 | 0 | 0 | 0 | 0 | 0 | 0 | 0 | 0 | 0 | 1 | 1 | 1 | 1.02
|  |  |  | Muslim Tola |  | 0 | 0 | 0 | 0 | 0 | 0 | 0 | 0 | 0 | 0 | 1 | 1 | 1 | 1.02
|  |  |  | Sub-Total |  | 0 | 0 | 0 | 0 | 0 | 0 | 0 | 0 | 0 | 0 | 2 | 2 | 2 | 2.04
|  |  | 7 | Bariyarpur | 1155400 | 0 | 0 | 2 | 0.08 | 0 | 0 | 0 | 0 | 0 | 0 | 0 | 0 | 2 | 0.08
|  |  |  | Sub-Total |  | 0 | 0 | 2 | 0.08 | 0 | 0 | 0 | 0 | 0 | 0 | 0 | 0 | 2 | 0.08
|  |  | 8 | Kasathi | 1155500 | 0 | 0 | 0 | 0 | 0 | 0 | 0 | 0 | 0 | 0 | 3 | 3 | 3 | 3.06
|  |  |  | Ramani Tola |  | 0 | 0 | 0 | 0 | 0 | 0 | 0 | 0 | 0 | 0 | 0 | 0 | 0 | 0
|  |  |  | Mandal Tola |  | 0 | 0 | 0 | 0 | 0 | 0 | 0 | 0 | 0 | 0 | 1 | 1 | 1 | 1.02
|  |  |  | Turi Tola |  | 0 | 0 | 2 | 0.08 | 0 | 0 | 0 | 0 | 0 | 0 | 0 | 0 | 2 | 0.08
|  |  |  | Sub-Total |  | 0 | 0 | 2 | 0.08 | 0 | 0 | 0 | 0 | 0 | 0 | 4 | 4 | 6 | 4.16
|  |  | 9 | Beltikri | 1155600 | 0 | 0 | 0 | 0 | 0 | 0 | 0 | 0 | 0 | 0 | 0 | 0 | 0 | 0
|  |  |  | Harijan Tola |  | 0 | 0 | 2 | 0.08 | 0 | 0 | 0 | 0 | 0 | 0 | 1 | 1 | 3 | 1.1
|  |  |  | Ramani Tola |  | 0 | 0 | 1 | 0.04 | 0 | 0 | 0 | 0 | 0 | 0 | 1 | 1 | 2 | 1.06
|  |  |  | Sub-Total |  | 0 | 0 | 3 | 0.12 | 0 | 0 | 0 | 0 | 0 | 0 | 2 | 2 | 5 | 2.16
|  |  | 10 | Hetabergunia | 1155700 | 0 | 0 | 0 | 0 | 0 | 0 | 0 | 0 | 0 | 0 | 0 | 0 | 0 | 0
|  |  |  | Mandal Tola |  | 0 | 0 | 0 | 0 | 0 | 0 | 0 | 0 | 0 | 0 | 2 | 2 | 2 | 2.04
|  |  |  | Sub-Total |  | 0 | 0 | 0 | 0 | 0 | 0 | 0 | 0 | 0 | 0 | 2 | 2 | 2 | 2.04
|  |  | 11 | Birniya | 1161900 | 0 | 0 | 0 | 0 | 0 | 0 | 0 | 0 | 0 | 0 | 0 | 0 | 0 | 0
|  |  |  | Das Tola |  | 0 | 0 | 0 | 0 | 0 | 0 | 0 | 0 | 0 | 0 | 0 | 0 | 0 | 0
|  |  |  | Lala Tola |  | 0 | 0 | 0 | 0 | 0 | 0 | 0 | 0 | 0 | 0 | 0 | 0 | 0 | 0
|  |  |  | Singh Tola |  | 0 | 0 | 0 | 0 | 0 | 0 | 0 | 0 | 0 | 0 | 0 | 0 | 0 | 0
|  |  |  | Muslim Tola |  | 0 | 0 | 0 | 0 | 0 | 0 | 0 | 0 | 0 | 0 | 0 | 0 | 0 | 0
|  |  |  | Telia Maru |  | 0 | 0 | 0 | 0 | 0 | 0 | 0 | 0 | 0 | 0 | 0 | 0 | 0 | 0
|  |  |  | Sub-Total |  | 0 | 0 | 0 | 0 | 0 | 0 | 0 | 0 | 0 | 0 | 0 | 0 | 0 | 0
|  |  | 12 | Ramudih | 1165900 | 0 | 0 | 4 | 0.16 | 0 | 0 | 0 | 0 | 0 | 0 | 2 | 2 | 6 | 2.2
|  |  |  | Singh Tola |  | 0 | 0 | 0 | 0 | 0 | 0 | 0 | 0 | 0 | 0 | 0 | 0 | 0 | 0
|  |  |  | Pandey Tola |  | 0 | 0 | 1 | 0.04 | 0 | 0 | 0 | 0 | 1 | 1 | 0 | 0 | 2 | 1.06
|  |  |  | Brahman Tola |  | 0 | 0 | 0 | 0 | 0 | 0 | 0 | 0 | 1 | 1 | 0 | 0 | 1 | 1.02
|  |  |  | Paswan Tola |  | 0 | 0 | 4 | 0.16 | 0 | 0 | 0 | 0 | 1 | 1 | 0 | 0 | 5 | 1.18
|  |  |  | Manji Tola |  | 0 | 0 | 3 | 0.12 | 0 | 0 | 0 | 0 | 1 | 1 | 0 | 0 | 4 | 1.14
|  |  |  | Bariyarpur |  | 0 | 0 | 7 | 0.28 | 0 | 0 | 0 | 0 | 1 | 1 | 0 | 0 | 8 | 1.31
|  |  |  | Das Tola |  | 0 | 0 | 0 | 0 | 0 | 0 | 0 | 0 | 1 | 1 | 0 | 0 | 1 | 1.02
|  |  |  | Yadav Tola |  | 0 | 0 | 4 | 0.16 | 0 | 0 | 0 | 0 | 1 | 1 | 0 | 0 | 5 | 1.18
|  |  |  | Sub-Total |  | 0 | 0 | 23 | 0.92 | 0 | 0 | 0 | 0 | 7 | 7 | 2 | 2 | 32 | 10.12
|  |  | 13 | Tiljori | 1166000 | 0 | 0 | 2 | 0.08 | 0 | 0 | 0 | 0 | 0 | 0 | 3 | 3 | 5 | 3.14
|  |  |  | Ramani Tola |  | 0 | 0 | 0 | 0 | 0 | 0 | 0 | 0 | 0 | 0 | 0 | 0 | 0 | 0
|  |  |  | Pandey Tola |  | 0 | 0 | 0 | 0 | 0 | 0 | 0 | 0 | 0 | 0 | 0 | 0 | 0 | 0
|  |  |  | Jha Tola |  | 0 | 0 | 0 | 0 | 0 | 0 | 0 | 0 | 0 | 0 | 0 | 0 | 0 | 0
|  |  |  | Dushad Tola |  | 0 | 0 | 0 | 0 | 0 | 0 | 0 | 0 | 0 | 0 | 0 | 0 | 0 | 0
|  |  |  | Rajput Tola |  | 0 | 0 | 0 | 0 | 0 | 0 | 0 | 0 | 0 | 0 | 0 | 0 | 0 | 0
|  |  |  | Sub-Total |  | 0 | 0 | 2 | 0.08 | 0 | 0 | 0 | 0 | 0 | 0 | 3 | 3 | 5 | 3.14
|  |  | 14 | Sultanpur | 1166100 | 16 | 8 | 1 | 0.04 | 0 | 0 | 0 | 0 | 0 | 0 | 1 | 1 | 18 | 9.22
|  |  |  | Yadav Tola |  | 0 | 0 | 0 | 0 | 0 | 0 | 0 | 0 | 0 | 0 | 0 | 0 | 0 | 0
|  |  |  | Sub-Total |  | 16 | 8 | 1 | 0.04 | 0 | 0 | 0 | 0 | 0 | 0 | 1 | 1 | 18 | 9.22
|  |  | 15 | Ramsagar | 1166200 | 0 | 0 | 2 | 0.08 | 0 | 0 | 0 | 0 | 0 | 0 | 0 | 0 | 2 | 0.08
|  |  |  | Sub-Total |  | 0 | 0 | 2 | 0.08 | 0 | 0 | 0 | 0 | 0 | 0 | 0 | 0 | 2 | 0.08
|  |  | 16 | Sankarpur | 1166300 | 0 | 0 | 0 | 0 | 0 | 0 | 0 | 0 | 0 | 0 | 0 | 0 | 0 | 0
|  |  |  | Harijan Tola |  | 0 | 0 | 0 | 0 | 0 | 0 | 0 | 0 | 0 | 0 | 0 | 0 | 0 | 0
|  |  |  | Muslim Tola |  | 0 | 0 | 0 | 0 | 0 | 0 | 0 | 0 | 0 | 0 | 0 | 0 | 0 | 0
|  |  |  | Ramani Tola |  | 0 | 0 | 0 | 0 | 0 | 0 | 0 | 0 | 0 | 0 | 0 | 0 | 0 | 0
|  |  |  | Sub-Total |  | 0 | 0 | 0 | 0 | 0 | 0 | 0 | 0 | 0 | 0 | 0 | 0 | 0 | 0
|  |  | 17 | Bhojpur | 1166500 | 0 | 0 | 0 | 0 | 0 | 0 | 0 | 0 | 0 | 0 | 0 | 0 | 0 | 0
|  |  |  | Brahman Tola |  | 0 | 0 | 0 | 0 | 0 | 0 | 0 | 0 | 0 | 0 | 0 | 0 | 0 | 0
|  |  |  | Ramani Tola |  | 0 | 0 | 0 | 0 | 0 | 0 | 0 | 0 | 0 | 0 | 0 | 0 | 0 | 0
|  |  |  | Babri Tola |  | 0 | 0 | 12 | 0.48 | 0 | 0 | 0 | 0 | 0 | 0 | 0 | 0 | 12 | 0.49
|  |  |  | Gosai Tola |  | 0 | 0 | 0 | 0 | 0 | 0 | 0 | 0 | 0 | 0 | 0 | 0 | 0 | 0
|  |  |  | Harijan Tola |  | 0 | 0 | 1 | 0.04 | 0 | 0 | 0 | 0 | 0 | 0 | 0 | 0 | 1 | 0.04
|  |  |  | Teli Tola |  | 0 | 0 | 3 | 0.12 | 1 | 1 | 1 | 1 | 1 | 1 | 0 | 0 | 6 | 3.18
|  |  |  | Kumhar Tola |  | 0 | 0 | 2 | 0.08 | 0 | 0 | 0 | 0 | 0 | 0 | 0 | 0 | 2 | 0.08
|  |  |  | Sub-Total |  | 0 | 0 | 18 | 0.72 | 1 | 1 | 1 | 1 | 1 | 1 | 0 | 0 | 21 | 3.79
|  |  | 18 | Patherchapti | 1166600 | 0 | 0 | 0 | 0 | 0 | 0 | 0 | 0 | 0 | 0 | 0 | 0 | 0 | 0
|  |  |  | Chamar Tola |  | 0 | 0 | 3 | 0.12 | 0 | 0 | 0 | 0 | 0 | 0 | 0 | 0 | 3 | 0.12
|  |  |  | Kumhar Tola |  | 0 | 0 | 0 | 0 | 0 | 0 | 0 | 0 | 0 | 0 | 0 | 0 | 0 | 0
|  |  |  | Mahto Tola |  | 0 | 0 | 0 | 0 | 0 | 0 | 0 | 0 | 0 | 0 | 0 | 0 | 0 | 0
|  |  |  | Sub-Total |  | 0 | 0 | 3 | 0.12 | 0 | 0 | 0 | 0 | 0 | 0 | 0 | 0 | 3 | 0.12
|  |  | 19 | Karkowan | 1166700 | 0 | 0 | 0 | 0 | 0 | 0 | 0 | 0 | 0 | 0 | 0 | 0 | 0 | 0
|  |  |  | Harijan Tola |  | 0 | 0 | 8 | 0.32 | 0 | 0 | 0 | 0 | 0 | 0 | 0 | 0 | 8 | 0.33
|  |  |  | Upper Tola |  | 0 | 0 | 0 | 0 | 0 | 0 | 0 | 0 | 0 | 0 | 0 | 0 | 0 | 0
|  |  |  | Paswan Tola |  | 0 | 0 | 4 | 0.16 | 0 | 0 | 0 | 0 | 0 | 0 | 0 | 0 | 4 | 0.16
|  |  |  | Brahman Tola |  | 0 | 0 | 0 | 0 | 0 | 0 | 0 | 0 | 0 | 0 | 0 | 0 | 0 | 0
|  |  |  | Jogidih |  | 0 | 0 | 0 | 0 | 0 | 0 | 0 | 0 | 0 | 0 | 0 | 0 | 0 | 0
|  |  |  | Sub-Total |  | 0 | 0 | 12 | 0.48 | 0 | 0 | 0 | 0 | 0 | 0 | 0 | 0 | 12 | 0.49
|  |  | 20 | Jitjori (Muslim Tola) | 1166900 | 0 | 0 | 0 | 0 | 0 | 0 | 0 | 0 | 0 | 0 | 0 | 0 | 0 | 0
|  |  |  | Napit Tola |  | 0 | 0 | 0 | 0 | 0 | 0 | 0 | 0 | 0 | 0 | 0 | 0 | 0 | 0
|  |  |  | Pandit Tola |  | 0 | 0 | 0 | 0 | 0 | 0 | 0 | 0 | 0 | 0 | 0 | 0 | 0 | 0
|  |  |  | Mandal Tola |  | 0 | 0 | 0 | 0 | 0 | 0 | 0 | 0 | 0 | 0 | 0 | 0 | 0 | 0
|  |  |  | Muslim Tola East |  | 0 | 0 | 0 | 0 | 0 | 0 | 0 | 0 | 0 | 0 | 0 | 0 | 0 | 0
|  |  |  | Muslim Neeche Tola |  | 0 | 0 | 0 | 0 | 0 | 0 | 0 | 0 | 0 | 0 | 0 | 0 | 0 | 0
|  |  |  | Sub-Total |  | 0 | 0 | 0 | 0 | 0 | 0 | 0 | 0 | 0 | 0 | 0 | 0 | 0 | 0
|  |  | 21 | Lohari | 1167100 | 0 | 0 | 1 | 0.04 | 0 | 0 | 0 | 0 | 0 | 0 | 0 | 0 | 1 | 0.04
|  |  |  | Manji Tola |  | 0 | 0 | 0 | 0 | 0 | 0 | 0 | 0 | 0 | 0 | 0 | 0 | 0 | 0
|  |  |  | Yadav Tola |  | 0 | 0 | 0 | 0 | 0 | 0 | 0 | 0 | 0 | 0 | 0 | 0 | 0 | 0
|  |  |  | Sub-Total |  | 0 | 0 | 1 | 0.04 | 0 | 0 | 0 | 0 | 0 | 0 | 0 | 0 | 1 | 0.04
|  |  | 22 | Gidhahia | 1167700 | 0 | 0 | 0 | 0 | 0 | 0 | 0 | 0 | 0 | 0 | 0 | 0 | 0 | 0
|  |  |  | Muslim Tola |  | 0 | 0 | 0 | 0 | 0 | 0 | 0 | 0 | 0 | 0 | 0 | 0 | 0 | 0
|  |  |  | Napit Tola |  | 0 | 0 | 0 | 0 | 0 | 0 | 0 | 0 | 0 | 0 | 0 | 0 | 0 | 0
|  |  |  | Yadav Tola |  | 0 | 0 | 0 | 0 | 0 | 0 | 0 | 0 | 0 | 0 | 0 | 0 | 0 | 0
|  |  |  | Narayan Bandi Tola |  | 0 | 0 | 0 | 0 | 0 | 0 | 0 | 0 | 0 | 0 | 0 | 0 | 0 | 0
|  |  |  | Sub-Total |  | 0 | 0 | 0 | 0 | 0 | 0 | 0 | 0 | 0 | 0 | 0 | 0 | 0 | 0
|  |  |  | BLOCK TOTAL |  | 16 | 8 | 72 | 2.88 | 1 | 1 | 1 | 1 | 8 | 8 | 29 | 29 | 127 | 50.88
5 | Madhupur | 5 | 1 | Nemuadih | 1171800 | 0 | 0 | 3 | 0.12 | 0 | 0 | 0 | 0 | 0 | 0 | 0 | 0 | 3 | 0.12
|  |  |  | Manjhi Tola |  | 0 | 0 | 0 | 0 | 0 | 0 | 0 | 0 | 0 | 0 | 0 | 0 | 0 | 0
|  |  |  | Mandal Tola |  | 0 | 0 | 0 | 0 | 0 | 0 | 0 | 0 | 0 | 0 | 0 | 0 | 0 | 0
|  |  |  | Sub-Total |  | 0 | 0 | 3 | 0.12 | 0 | 0 | 0 | 0 | 0 | 0 | 0 | 0 | 3 | 0.12
[11 empty] | 0 |  |  |  |  | 0 |  | 0 | 0
|  |  | 2 | Pindra | 1171900 | 0 | 0 | 2 | 0.08 | 0 | 0 | 0 | 0 | 0 | 0 | 0 | 0 | 2 | 0.08
|  |  |  | Bich Tola |  | 0 | 0 | 0 | 0 | 0 | 0 | 0 | 0 | 0 | 0 | 0 | 0 | 0 | 0
|  |  |  | Miya Tola |  | 0 | 0 | 0 | 0 | 0 | 0 | 0 | 0 | 0 | 0 | 0 | 0 | 0 | 0
|  |  |  | Sub-Total |  | 0 | 0 | 2 | 0.08 | 0 | 0 | 0 | 0 | 0 | 0 | 0 | 0 | 2 | 0.08
|  |  | 3 | Dulampur | 1172300 | 0 | 0 | 0 | 0 | 0 | 0 | 0 | 0 | 0 | 0 | 0 | 0 | 0 | 0
|  |  |  | Muslim Tola |  | 0 | 0 | 0 | 0 | 0 | 0 | 0 | 0 | 0 | 0 | 0 | 0 | 0 | 0
|  |  |  | Niche Tola |  | 0 | 0 | 0 | 0 | 0 | 0 | 0 | 0 | 0 | 0 | 0 | 0 | 0 | 0
|  |  |  | Kristan Tola |  | 0 | 0 | 0 | 0 | 0 | 0 | 0 | 0 | 0 | 0 | 0 | 0 | 0 | 0
|  |  |  | Ghatwar Tola |  | 0 | 0 | 0 | 0 | 0 | 0 | 0 | 0 | 0 | 0 | 0 | 0 | 0 | 0
|  |  |  | Harijan Tola |  | 0 | 0 | 0 | 0 | 0 | 0 | 0 | 0 | 0 | 0 | 0 | 0 | 0 | 0
|  |  |  | Mohli Tola |  | 0 | 0 | 0 | 0 | 0 | 0 | 0 | 0 | 0 | 0 | 0 | 0 | 0 | 0
|  |  |  | Sub-Total |  | 0 | 0 | 0 | 0 | 0 | 0 | 0 | 0 | 0 | 0 | 0 | 0 | 0 | 0
|  |  | 4 | Bank | 1174200 | 0 | 0 | 0 | 0 | 0 | 0 | 0 | 0 | 0 | 0 | 0 | 0 | 0 | 0
|  |  |  | Rawani Tola |  | 0 | 0 | 0 | 0 | 0 | 0 | 0 | 0 | 0 | 0 | 0 | 0 | 0 | 0
|  |  |  | Yadav Tola |  | 0 | 0 | 0 | 0 | 0 | 0 | 0 | 0 | 0 | 0 | 0 | 0 | 0 | 0
|  |  |  | Sub-Total |  | 0 | 0 | 0 | 0 | 0 | 0 | 0 | 0 | 0 | 0 | 0 | 0 | 0 | 0
[11 empty] | 0 |  |  |  |  | 0 |  | 0 | 0
|  |  | 5 | Baratanr | 1174300 | 0 | 0 | 0 | 0 | 0 | 0 | 0 | 0 | 0 | 0 | 0 | 0 | 0 | 0
|  |  |  | NicheTola |  | 0 | 0 | 0 | 0 | 0 | 0 | 0 | 0 | 0 | 0 | 0 | 0 | 0 | 0
|  |  |  | Chokidar Tola |  | 0 | 0 | 0 | 0 | 0 | 0 | 0 | 0 | 0 | 0 | 0 | 0 | 0 | 0
|  |  |  | Sub-Total |  | 0 | 0 | 0 | 0 | 0 | 0 | 0 | 0 | 0 | 0 | 0 | 0 | 0 | 0
[11 empty] | 0 |  |  |  |  | 0 |  | 0 | 0
|  |  | 6 | Singho | 1174500 | 0 | 0 | 0 | 0 | 0 | 0 | 0 | 0 | 0 | 0 | 0 | 0 | 0 | 0
|  |  |  | Niche Tola |  | 0 | 0 | 0 | 0 | 0 | 0 | 0 | 0 | 0 | 0 | 0 | 0 | 0 | 0
|  |  |  | Sahu Tola |  | 0 | 0 | 0 | 0 | 0 | 0 | 0 | 0 | 0 | 0 | 1 | 1 | 1 | 1
|  |  |  | Pradhan Tola |  | 0 | 0 | 0 | 0 | 0 | 0 | 0 | 0 | 0 | 0 | 1 | 1 | 1 | 1
|  |  |  | Harijan Tola |  | 0 | 0 | 0 | 0 | 0 | 0 | 0 | 0 | 0 | 0 | 0 | 0 | 0 | 0
|  |  |  | Sub-Total |  | 0 | 0 | 0 | 0 | 0 | 0 | 0 | 0 | 0 | 0 | 2 | 2 | 2 | 2
[11 empty] | 0 |  |  |  |  | 0 |  | 0 | 0
|  |  | 7 | Ramchandarpur | 1174900 | 32 | 16 | 0 | 0 | 0 | 0 | 1 | 1 | 0 | 0 | 0 | 0 | 33 | 17
|  |  |  | Ama Tola |  | 0 | 0 | 0 | 0 | 0 | 0 | 0 | 0 | 0 | 0 | 0 | 0 | 0 | 0
|  |  |  | Miya Tola |  | 0 | 0 | 0 | 0 | 0 | 0 | 0 | 0 | 0 | 0 | 0 | 0 | 0 | 0
|  |  |  | Mandal Tola |  | 0 | 0 | 0 | 0 | 0 | 0 | 0 | 0 | 0 | 0 | 0 | 0 | 0 | 0
|  |  |  | Naya Tola |  | 0 | 0 | 0 | 0 | 0 | 0 | 0 | 0 | 0 | 0 | 0 | 0 | 0 | 0
|  |  |  | Niche Tola |  | 0 | 0 | 0 | 0 | 0 | 0 | 0 | 0 | 0 | 0 | 0 | 0 | 0 | 0
|  |  |  | Sub-Total |  | 32 | 16 | 0 | 0 | 0 | 0 | 1 | 1 | 0 | 0 | 0 | 0 | 33 | 17
[11 empty] | 0 |  |  |  |  | 0 |  | 0 | 0
|  |  | 8 | Salaiya | 1175900 | 0 | 0 | 0 | 0 | 0 | 0 | 0 | 0 | 0 | 0 | 0 | 0 | 0 | 0
|  |  |  | Kol Tola |  | 0 | 0 | 0 | 0 | 0 | 0 | 0 | 0 | 0 | 0 | 0 | 0 | 0 | 0
|  |  |  | Harijan Tola |  | 0 | 0 | 0 | 0 | 0 | 0 | 0 | 0 | 0 | 0 | 0 | 0 | 0 | 0
|  |  |  | Madhu Santhali |  | 0 | 0 | 0 | 0 | 0 | 0 | 0 | 0 | 0 | 0 | 0 | 0 | 0 | 0
|  |  |  | Primari school |  | 0 | 0 | 5 | 0.2 | 0 | 0 | 0 | 0 | 0 | 0 | 0 | 0 | 5 | 0.2
|  |  |  | Sub-Total |  | 0 | 0 | 5 | 0.2 | 0 | 0 | 0 | 0 | 0 | 0 | 0 | 0 | 5 | 0.2
[11 empty] | 0 |  |  |  |  | 0 |  | 0 | 0
|  |  | 9 | Kolharia | 1176000 | 0 | 0 | 0 | 0 | 0 | 0 | 0 | 0 | 0 | 0 | 0 | 0 | 0 | 0
|  |  |  | East Tola |  | 0 | 0 | 0 | 0 | 0 | 0 | 0 | 0 | 0 | 0 | 0 | 0 | 0 | 0
|  |  |  | Harijan Tola |  | 0 | 0 | 0 | 0 | 0 | 0 | 0 | 0 | 0 | 0 | 0 | 0 | 0 | 0
|  |  |  | KoliTanr |  | 0 | 0 | 0 | 0 | 0 | 0 | 0 | 0 | 0 | 0 | 0 | 0 | 0 | 0
|  |  |  | School Tola |  | 0 | 0 | 0 | 0 | 0 | 0 | 0 | 0 | 0 | 0 | 0 | 0 | 0 | 0
|  |  |  | Sub-Total |  | 0 | 0 | 0 | 0 | 0 | 0 | 0 | 0 | 0 | 0 | 0 | 0 | 0 | 0
[11 empty] | 0 |  |  |  |  | 0 |  | 0 | 0
|  |  | 10 | Bhawanpur | 1176100 | 0 | 0 | 0 | 0 | 0 | 0 | 0 | 0 | 0 | 0 | 0 | 0 | 0 | 0
|  |  |  | Bhavan Tola |  | 0 | 0 | 0 | 0 | 0 | 0 | 0 | 0 | 0 | 0 | 0 | 0 | 0 | 0
|  |  |  | Rajwar Tola |  | 0 | 0 | 0 | 0 | 0 | 0 | 0 | 0 | 0 | 0 | 0 | 0 | 0 | 0
|  |  |  | Dubra Tola |  | 0 | 0 | 0 | 0 | 0 | 0 | 0 | 0 | 0 | 0 | 0 | 0 | 0 | 0
|  |  |  | Santhal Tola |  | 0 | 0 | 0 | 0 | 0 | 0 | 0 | 0 | 0 | 0 | 0 | 0 | 0 | 0
|  |  |  | Sub-Total |  | 0 | 0 | 0 | 0 | 0 | 0 | 0 | 0 | 0 | 0 | 0 | 0 | 0 | 0
[11 empty] | 0 |  |  |  |  | 0 |  | 0 | 0
|  |  | 11 | Chunglo | 1176300 | 0 | 0 | 1 | 0.04 | 0 | 0 | 0 | 0 | 0 | 0 | 0 | 0 | 1 | 0.04
|  |  |  | Sub-Total |  | 0 | 0 | 1 | 0.04 | 0 | 0 | 0 | 0 | 0 | 0 | 0 | 0 | 1 | 0.04
[6 empty] | 0 | 0 | 0 | 0 |  | 0 |  |  |  |  | 0 |  | 0 | 0
|  |  | 12 | Gariya | 1176400 | 0 | 0 | 3 | 0.12 | 0 | 0 | 0 | 0 | 0 | 0 | 0 | 0 | 3 | 0.12
|  |  |  | Bavan Tola |  | 0 | 0 | 6 | 0.24 | 0 | 0 | 0 | 0 | 0 | 0 | 0 | 0 | 6 | 0.24
|  |  |  | Santhal Tola |  | 0 | 0 | 0 | 0 | 0 | 0 | 0 | 0 | 0 | 0 | 0 | 0 | 0 | 0
|  |  |  | Harijan Tola |  | 0 | 0 | 0 | 0 | 0 | 0 | 0 | 0 | 0 | 0 | 0 | 0 | 0 | 0
|  |  |  | Pujhor Tola |  | 0 | 0 | 4 | 0.16 | 0 | 0 | 0 | 0 | 0 | 0 | 0 | 0 | 4 | 0.16
|  |  |  | Yadav Tola |  | 0 | 0 | 1 | 0.04 | 0 | 0 | 0 | 0 | 0 | 0 | 0 | 0 | 1 | 0.04
|  |  |  | Magali Tola |  | 0 | 0 | 0 | 0 | 0 | 0 | 0 | 0 | 0 | 0 | 0 | 0 | 0 | 0
|  |  |  | Reshna Center |  | 0 | 0 | 5 | 0.2 | 0 | 0 | 0 | 0 | 0 | 0 | 0 | 0 | 5 | 0.2
|  |  |  | Radha Glass Factory |  | 0 | 0 | 0 | 0 | 0 | 0 | 0 | 0 | 0 | 0 | 0 | 0 | 0 | 0
|  |  |  | Sub-Total |  | 0 | 0 | 19 | 0.76 | 0 | 0 | 0 | 0 | 0 | 0 | 0 | 0 | 19 | 0.76
[11 empty] | 0 |  |  |  |  | 0 |  | 0 | 0
|  |  | 13 | Fathepur | 1177200 | 0 | 0 | 0 | 0 | 0 | 0 | 0 | 0 | 0 | 0 | 0 | 0 | 0 | 0
|  |  |  | Niche Tola |  | 0 | 0 | 0 | 0 | 0 | 0 | 0 | 0 | 0 | 0 | 0 | 0 | 0 | 0
|  |  |  | Miya Tola |  | 0 | 0 | 0 | 0 | 0 | 0 | 0 | 0 | 0 | 0 | 0 | 0 | 0 | 0
|  |  |  | Sub-Total |  | 0 | 0 | 0 | 0 | 0 | 0 | 0 | 0 | 0 | 0 | 0 | 0 | 0 | 0
[11 empty] | 0 |  |  |  |  | 0 |  | 0 | 0
|  |  | 14 | Patwabad | 1177300 | 0 | 0 | 0 | 0 | 0 | 0 | 0 | 0 | 0 | 0 | 0 | 0 | 0 | 0
|  |  |  | Bich Tola |  | 0 | 0 | 0 | 0 | 0 | 0 | 0 | 0 | 0 | 0 | 0 | 0 | 0 | 0
|  |  |  | Niche Tola |  | 0 | 0 | 0 | 0 | 0 | 0 | 0 | 0 | 0 | 0 | 0 | 0 | 0 | 0
|  |  |  | Uppar Tola |  | 0 | 0 | 0 | 0 | 0 | 0 | 0 | 0 | 0 | 0 | 0 | 0 | 0 | 0
|  |  |  | Kabrstan Tola |  | 0 | 0 | 0 | 0 | 0 | 0 | 0 | 0 | 0 | 0 | 0 | 0 | 0 | 0
|  |  |  | Miya Tola |  | 0 | 0 | 8 | 0.32 | 0 | 0 | 0 | 0 | 0 | 0 | 0 | 0 | 8 | 0.32
|  |  |  | Sub-Total |  | 0 | 0 | 8 | 0.32 | 0 | 0 | 0 | 0 | 0 | 0 | 0 | 0 | 8 | 0.32
[11 empty] | 0 |  |  |  |  | 0 |  | 0 | 0
|  |  | 15 | Pharpur Harijan Tola | 1177400 | 0 | 0 | 0 | 0 | 0 | 0 | 0 | 0 | 0 | 0 | 0 | 0 | 0 | 0
|  |  |  | Uppar Tola |  | 0 | 0 | 0 | 0 | 0 | 0 | 0 | 0 | 0 | 0 | 0 | 0 | 0 | 0
|  |  |  | Niche Tola |  | 0 | 0 | 0 | 0 | 0 | 0 | 0 | 0 | 0 | 0 | 0 | 0 | 0 | 0
|  |  |  | Sub-Total |  | 0 | 0 | 0 | 0 | 0 | 0 | 0 | 0 | 0 | 0 | 0 | 0 | 0 | 0
[11 empty] | 0 |  |  |  |  | 0 |  | 0 | 0
|  |  | 16 | Sabaijor | 1177500 | 0 | 0 | 5 | 0.2 | 0 | 0 | 0 | 0 | 0 | 0 | 1 | 1 | 6 | 1.2
|  |  |  | Yadav Tola |  | 0 | 0 | 5 | 0.2 | 0 | 0 | 0 | 0 | 0 | 0 | 0 | 0 | 5 | 0.2
|  |  |  | Rawani Tola |  | 0 | 0 | 13 | 0.52 | 0 | 0 | 0 | 0 | 0 | 0 | 0 | 0 | 13 | 0.52
|  |  |  | Sub-Total |  | 0 | 0 | 23 | 0.92 | 0 | 0 | 0 | 0 | 0 | 0 | 1 | 1 | 24 | 1.92
[11 empty] | 0 |  |  |  |  | 0 |  | 0 | 0
|  |  | 17 | Nawadih Chhit | 1177900 | 0 | 0 | 0 | 0 | 0 | 0 | 0 | 0 | 0 | 0 | 1 | 1 | 1 | 1
|  |  |  | Sub-Total |  | 0 | 0 | 0 | 0 | 0 | 0 | 0 | 0 | 0 | 0 | 1 | 1 | 1 | 1
[11 empty] | 0 |  |  |  |  | 0 |  | 0 | 0
|  |  | 18 | Narainpur | 1178000 | 0 | 0 | 0 | 0 | 0 | 0 | 0 | 0 | 0 | 0 | 0 | 0 | 0 | 0
|  |  |  | Dhawatanr |  | 0 | 0 | 0 | 0 | 0 | 0 | 0 | 0 | 0 | 0 | 0 | 0 | 0 | 0
|  |  |  | Khrtanr |  | 0 | 0 | 0 | 0 | 0 | 0 | 0 | 0 | 0 | 0 | 0 | 0 | 0 | 0
|  |  |  | Arria Pahri |  | 0 | 0 | 0 | 0 | 0 | 0 | 0 | 0 | 0 | 0 | 0 | 0 | 0 | 0
|  |  |  | 16 Gali No.16 |  | 0 | 0 | 0 | 0 | 0 | 0 | 0 | 0 | 0 | 0 | 0 | 0 | 0 | 0
|  |  |  | Kanka Rwatanr |  | 0 | 0 | 0 | 0 | 0 | 0 | 0 | 0 | 0 | 0 | 0 | 0 | 0 | 0
|  |  |  | Darji Tola |  | 0 | 0 | 0 | 0 | 0 | 0 | 0 | 0 | 0 | 0 | 0 | 0 | 0 | 0
|  |  |  | Haji Gali |  | 0 | 0 | 0 | 0 | 0 | 0 | 0 | 0 | 0 | 0 | 0 | 0 | 0 | 0
|  |  |  | Nawabmor |  | 0 | 0 | 0 | 0 | 0 | 0 | 0 | 0 |  | 0 | 0 | 0 | 0 | 0
|  |  |  | Sub-Total |  | 0 | 0 | 0 | 0 | 0 | 0 | 0 | 0 | 0 | 0 | 0 | 0 | 0 | 0
[11 empty] | 0 |  |  |  |  | 0 |  | 0 | 0
|  |  | 19 | Siktia | 1178500 | 0 | 0 | 0 | 0 | 0 | 0 | 0 | 0 | 0 | 0 | 0 | 0 | 0 | 0
|  |  |  | Balwadih |  | 0 | 0 | 0 | 0 | 0 | 0 | 0 | 0 | 0 | 0 | 0 | 0 | 0 | 0
|  |  |  | Bhodal |  | 0 | 0 | 0 | 0 | 0 | 0 | 0 | 0 | 0 | 0 | 0 | 0 | 0 | 0
|  |  |  | Dhowararh |  | 0 | 0 | 0 | 0 | 0 | 0 | 0 | 0 | 0 | 0 | 0 | 0 | 0 | 0
|  |  |  | Harisan |  | 0 | 0 | 0 | 0 | 0 | 0 | 0 | 0 | 0 | 0 | 0 | 0 | 0 | 0
|  |  |  | Hatiya |  | 0 | 0 | 0 | 0 | 0 | 0 | 0 | 0 | 0 | 0 | 0 | 0 | 0 | 0
|  |  |  | Jagdishpur |  | 0 | 0 | 0 | 0 | 0 | 0 | 0 | 0 | 0 | 0 | 0 | 0 | 0 | 0
|  |  |  | Lawandih |  | 0 | 0 | 0 | 0 | 0 | 0 | 0 | 0 | 0 | 0 | 0 | 0 | 0 | 0
|  |  |  | Santhal |  | 0 | 0 | 0 | 0 | 0 | 0 | 0 | 0 | 0 | 0 | 0 | 0 | 0 | 0
|  |  |  | Santhal Bich |  | 0 | 0 | 0 | 0 | 0 | 0 | 0 | 0 | 0 | 0 | 0 | 0 | 0 | 0
|  |  |  | Sub-Total |  | 0 | 0 | 0 | 0 | 0 | 0 | 0 | 0 | 0 | 0 | 0 | 0 | 0 | 0
[11 empty] | 0 |  |  |  |  | 0 |  | 0 | 0
|  |  | 20 | Kumargaria | 1178800 | 0 | 0 | 0 | 0 | 0 | 0 | 0 | 0 | 0 | 0 | 0 | 0 | 0 | 0
|  |  |  | Harijan Tola |  | 0 | 0 | 0 | 0 | 0 | 0 | 0 | 0 | 0 | 0 | 0 | 0 | 0 | 0
|  |  |  | Mahto Tola |  | 0 | 0 | 0 | 0 | 0 | 0 | 0 | 0 | 0 | 0 | 0 | 0 | 0 | 0
|  |  |  | Ansari Tola |  | 0 | 0 | 0 | 0 | 0 | 0 | 0 | 0 | 0 | 0 | 0 | 0 | 0 | 0
|  |  |  | Niche Tola |  | 0 | 0 | 0 | 0 | 0 | 0 | 0 | 0 | 0 | 0 | 0 | 0 | 0 | 0
|  |  |  | Sub-Total |  | 0 | 0 | 0 | 0 | 0 | 0 | 0 | 0 | 0 | 0 | 0 | 0 | 0 | 0
[11 empty] | 0 |  |  |  |  | 0 |  | 0 | 0
|  |  | 21 | Jhilua | 1178900 | 0 | 0 | 0 | 0 | 0 | 0 | 0 | 0 | 0 | 0 | 0 | 0 | 0 | 0
|  |  |  | School Tola |  | 0 | 0 | 1 | 0.04 | 0 | 0 | 0 | 0 | 0 | 0 | 1 | 1 | 2 | 1.04
|  |  |  | Yadav Tola |  | 0 | 0 | 0 | 0 | 0 | 0 | 0 | 0 | 0 | 0 | 0 | 0 | 0 | 0
|  |  |  | Miya Tola |  | 0 | 0 | 0 | 0 | 0 | 0 | 0 | 0 | 0 | 0 | 0 | 0 | 0 | 0
|  |  |  | Mahto Tola |  | 0 | 0 | 0 | 0 | 0 | 0 | 0 | 0 | 0 | 0 | 0 | 0 | 0 | 0
|  |  |  | Sub-Total |  | 0 | 0 | 1 | 0.04 | 0 | 0 | 0 | 0 | 0 | 0 | 1 | 1 | 2 | 1.04
[11 empty] | 0 |  |  |  |  | 0 |  | 0 | 0
|  |  | 22 | Kano | 1179400 | 0 | 0 | 1 | 0.04 | 0 | 0 | 0 | 0 | 0 | 0 | 0 | 0 | 1 | 0.04
|  |  |  | Santhal Tola |  | 0 | 0 | 1 | 0.04 | 0 | 0 | 0 | 0 | 0 | 0 | 0 | 0 | 1 | 0.04
|  |  |  | Sub-Total |  | 0 | 0 | 2 | 0.08 | 0 | 0 | 0 | 0 | 0 | 0 | 0 | 0 | 2 | 0.08
[11 empty] | 0 |  |  |  |  | 0 |  | 0 | 0
|  |  | 23 | Thinghara | 1179600 | 0 | 0 | 2 | 0.08 | 0 | 0 | 0 | 0 | 0 | 0 | 1 | 1 | 3 | 1.08
|  |  |  | Sub-Total |  | 0 | 0 | 2 | 0.08 | 0 | 0 | 0 | 0 | 0 | 0 | 1 | 1 | 3 | 1.08
|  |  | 24 | Jaridih | 1179800 | 0 | 0 | 0 | 0 | 0 | 0 | 0 | 0 | 0 | 0 | 1 | 1 | 1 | 1
|  |  |  | Sub-Total |  | 0 | 0 | 0 | 0 | 0 | 0 | 0 | 0 | 0 | 0 | 1 | 1 | 1 | 1
[11 empty] | 0 |  |  |  |  | 0 |  | 0 | 0
|  |  | 25 | Bhabhandhia | 1179900 | 0 | 0 | 0 | 0 | 0 | 0 | 0 | 0 | 0 | 0 | 0 | 0 | 0 | 0
|  |  |  | Gramin Banr |  | 0 | 0 | 0 | 0 | 0 | 0 | 0 | 0 | 0 | 0 | 0 | 0 | 0 | 0
|  |  |  | Kumhar Tola |  | 0 | 0 | 0 | 0 | 0 | 0 | 0 | 0 | 0 | 0 | 0 | 0 | 0 | 0
|  |  |  | Sanathal Tola |  | 0 | 0 | 0 | 0 | 0 | 0 | 0 | 0 | 0 | 0 | 0 | 0 | 0 | 0
|  |  |  | Mahto Tola |  | 0 | 0 | 0 | 0 | 0 | 0 | 0 | 0 | 0 | 0 | 0 | 0 | 0 | 0
|  |  |  | Sub-Total |  | 0 | 0 | 0 | 0 | 0 | 0 | 0 | 0 | 0 | 0 | 0 | 0 | 0 | 0
[11 empty] | 0 |  |  |  |  | 0 |  | 0 | 0
|  |  | 26 | Silgaria | 1180000 | 0 | 0 | 3 | 0.12 | 0 | 0 | 0 | 0 | 0 | 0 | 0 | 0 | 3 | 0.12
|  |  |  | Sub-Total |  | 0 | 0 | 3 | 0.12 | 0 | 0 | 0 | 0 | 0 | 0 | 0 | 0 | 3 | 0.12
[11 empty] | 0 |  |  |  |  | 0 |  | 0 | 0
|  |  | 27 | Dhamni | 1180100 | 0 | 0 | 0 | 0 | 0 | 0 | 0 | 0 | 0 | 0 | 1 | 1 | 1 | 1
|  |  |  | Kol Tola |  | 0 | 0 | 0 | 0 | 0 | 0 | 0 | 0 | 0 | 0 | 0 | 0 | 0 | 0
|  |  |  | Pujhor Tola |  | 0 | 0 | 0 | 0 | 0 | 0 | 0 | 0 | 0 | 0 | 0 | 0 | 0 | 0
|  |  |  | Harijan Tola |  | 0 | 0 | 0 | 0 | 0 | 0 | 0 | 0 | 0 | 0 | 0 | 0 | 0 | 0
|  |  |  | Santhal Tola |  | 0 | 0 | 0 | 0 | 0 | 0 | 0 | 0 | 0 | 0 | 0 | 0 | 0 | 0
|  |  |  | Lalimanda Tola |  | 0 | 0 | 0 | 0 | 0 | 0 | 0 | 0 | 0 | 0 | 0 | 0 | 0 | 0
|  |  |  | School Tola |  | 0 | 0 | 0 | 0 | 0 | 0 | 0 | 0 | 0 | 0 | 0 | 0 | 0 | 0
|  |  |  | Sekh Tola |  | 0 | 0 | 0 | 0 | 0 | 0 | 0 | 0 | 0 | 0 | 0 | 0 | 0 | 0
|  |  |  | Sub-Total |  | 0 | 0 | 0 | 0 | 0 | 0 | 0 | 0 | 0 | 0 | 1 | 1 | 1 | 1
[11 empty] | 0 |  |  |  |  | 0 |  | 0 | 0
|  |  | 28 | Dorhi | 1180700 | 0 | 0 | 1 | 0.04 | 0 | 0 | 0 | 0 | 0 | 0 | 0 | 0 | 1 | 0.04
|  |  |  | Sub-Total |  | 0 | 0 | 1 | 0.04 | 0 | 0 | 0 | 0 | 0 | 0 | 0 | 0 | 1 | 0.04
[11 empty] | 0 |  |  |  |  | 0 |  | 0 | 0
|  |  | 29 | Phulchi | 1180800 | 0 | 0 | 24 | 0.96 | 0 | 0 | 0 | 0 | 0 | 0 | 0 | 0 | 24 | 0.96
|  |  |  | Uppar Tola |  | 0 | 0 | 0 | 0 | 0 | 0 | 0 | 0 | 0 | 0 | 0 | 0 | 0 | 0
|  |  |  | School Tola |  | 0 | 0 | 6 | 0.24 | 0 | 0 | 0 | 0 | 0 | 0 | 0 | 0 | 6 | 0.24
|  |  |  | Miya Tola |  | 0 | 0 | 7 | 0.28 | 0 | 0 | 0 | 0 | 0 | 0 | 0 | 0 | 7 | 0.28
|  |  |  | Niche Tola |  | 0 | 0 | 18 | 0.72 | 0 | 0 | 0 | 0 | 0 | 0 | 0 | 0 | 18 | 0.72
|  |  |  | Ghatwal Tola |  | 0 | 0 | 0 | 0 | 0 | 0 | 0 | 0 | 0 | 0 | 0 | 0 | 0 | 0
|  |  |  | Sub-Total |  | 0 | 0 | 55 | 2.2 | 0 | 0 | 0 | 0 | 0 | 0 | 0 | 0 | 55 | 2.2
[11 empty] | 0 |  |  |  |  | 0 |  | 0 | 0
|  |  | 30 | Karbhinda | 1180900 | 0 | 0 | 0 | 0 | 0 | 0 | 0 | 0 | 0 | 0 | 0 | 0 | 0 | 0
|  |  |  | Harijan Tola |  | 0 | 0 | 0 | 0 | 0 | 0 | 0 | 0 | 0 | 0 | 0 | 0 | 0 | 0
|  |  |  | Miya Tola |  | 0 | 0 | 5 | 0.2 | 0 | 0 | 0 | 0 | 0 | 0 | 0 | 0 | 5 | 0.2
|  |  |  | Sub-Total |  | 0 | 0 | 5 | 0.2 | 0 | 0 | 0 | 0 | 0 | 0 | 0 | 0 | 5 | 0.2
[11 empty] | 0 |  |  |  |  | 0 |  | 0 | 0
|  |  | 31 | Chogakhar | 1181000 | 0 | 0 | 0 | 0 | 0 | 0 | 0 | 0 | 0 | 0 | 0 | 0 | 0 | 0
|  |  |  | Yadav Tola |  | 0 | 0 | 0 | 0 | 0 | 0 | 0 | 0 | 0 | 0 | 0 | 0 | 0 | 0
|  |  |  | Pandit Tola |  | 0 | 0 | 0 | 0 | 0 | 0 | 0 | 0 | 0 | 0 | 0 | 0 | 0 | 0
|  |  |  | Sub-Total |  | 0 | 0 | 0 | 0 | 0 | 0 | 0 | 0 | 0 | 0 | 0 | 0 | 0 | 0
[11 empty] | 0 |  |  |  |  | 0 |  | 0 | 0
|  |  | 32 | Gundlitanr | 1181300 | 0 | 0 | 11 | 0.44 | 0 | 0 | 0 | 0 | 0 | 0 | 1 | 1 | 12 | 1.44
|  |  |  | Madarsa Tola |  | 0 | 0 | 0 | 0 | 0 | 0 | 0 | 0 | 0 | 0 | 0 | 0 | 0 | 0
|  |  |  | Kol Tola |  | 0 | 0 | 1 | 0.04 | 0 | 0 | 0 | 0 | 0 | 0 | 0 | 0 | 1 | 0.04
|  |  |  | Sub-Total |  | 0 | 0 | 12 | 0.48 | 0 | 0 | 0 | 0 | 0 | 0 | 1 | 1 | 13 | 1.48
[11 empty] | 0 |  |  |  |  | 0 |  | 0 | 0
|  |  | 33 | Tetihiabank | 1181400 | 0 | 0 | 5 | 0.2 | 0 | 0 | 0 | 0 | 0 | 0 | 0 | 0 | 5 | 0.2
|  |  |  | Mahuatanr |  | 0 | 0 | 0 | 0 | 0 | 0 | 0 | 0 | 0 | 0 | 0 | 0 | 0 | 0
|  |  |  | Yadav Tola |  | 0 | 0 | 0 | 0 | 0 | 0 | 0 | 0 | 0 | 0 | 0 | 0 | 0 | 0
|  |  |  | Kesari Tola |  | 0 | 0 | 1 | 0.04 | 0 | 0 | 0 | 0 | 0 | 0 | 0 | 0 | 1 | 0.04
|  |  |  | Dhobi Tola |  | 0 | 0 | 1 | 0.04 | 0 | 0 | 0 | 0 | 0 | 0 | 0 | 0 | 1 | 0.04
|  |  |  | Pujhor Tola |  | 0 | 0 | 0 | 0 | 0 | 0 | 0 | 0 | 0 | 0 | 0 | 0 | 0 | 0
|  |  |  | Sub-Total |  | 0 | 0 | 7 | 0.28 | 0 | 0 | 0 | 0 | 0 | 0 | 0 | 0 | 7 | 0.28
[11 empty] | 0 |  |  |  |  | 0 |  | 0 | 0
|  |  | 34 | Harlatanr | 1181600 | 0 | 0 | 0 | 0 | 0 | 0 | 0 | 0 | 0 | 0 | 0 | 0 | 0 | 0
|  |  |  | Sub-Total |  | 0 | 0 | 0 | 0 | 0 | 0 | 0 | 0 | 0 | 0 | 0 | 0 | 0 | 0
[11 empty] | 0 |  |  |  |  | 0 |  | 0 | 0
|  |  | 35 | Sapha | 1181700 | 0 | 0 | 0 | 0 | 0 | 0 | 0 | 0 | 0 | 0 | 1 | 1 | 1 | 1
|  |  |  | Sub-Total |  | 0 | 0 | 0 | 0 | 0 | 0 | 0 | 0 | 0 | 0 | 1 | 1 | 1 | 1
[11 empty] | 0 |  |  |  |  | 0 |  | 0 | 0
|  |  | 36 | Pokharia Muslim Tola | 1181800 | 0 | 0 | 0 | 0 | 0 | 0 | 0 | 0 | 0 | 0 | 0 | 0 | 0 | 0
|  |  |  | Yadav Tola |  | 0 | 0 | 0 | 0 | 0 | 0 | 0 | 0 | 0 | 0 | 0 | 0 | 0 | 0
|  |  |  | Harijan Tola |  | 0 | 0 | 1 | 0.04 | 0 | 0 | 0 | 0 | 0 | 0 | 0 | 0 | 1 | 0.04
|  |  |  | Sub-Total |  | 0 | 0 | 1 | 0.04 | 0 | 0 | 0 | 0 | 0 | 0 | 0 | 0 | 1 | 0.04
[11 empty] | 0 |  |  |  |  | 0 |  | 0 | 0
|  |  | 37 | Lakhna | 1181900 | 0 | 0 | 1 | 0.04 | 0 | 0 | 0 | 0 | 0 | 0 | 0 | 0 | 1 | 0.04
|  |  |  | Lukuanwa Tola |  | 0 | 0 | 1 | 0.04 | 0 | 0 | 0 | 0 | 0 | 0 | 0 | 0 | 1 | 0.04
|  |  |  | Muslim Tola |  | 0 | 0 | 0 | 0 | 0 | 0 | 0 | 0 | 0 | 0 | 0 | 0 | 0 | 0
|  |  |  | Niche Tola |  | 0 | 0 | 1 | 0.04 | 0 | 0 | 0 | 0 | 0 | 0 | 1 | 1 | 2 | 1.04
|  |  |  | Uppar Tola |  | 0 | 0 | 0 | 0 | 0 | 0 | 0 | 0 | 0 | 0 | 0 | 0 | 0 | 0
|  |  |  | Sub-Total |  | 0 | 0 | 3 | 0.12 | 0 | 0 | 0 | 0 | 0 | 0 | 1 | 1 | 4 | 1.12
[11 empty] | 0 |  |  |  |  | 0 |  | 0 | 0
|  |  | 38 | Bherwa | 1182000 | 0 | 0 | 3 | 0.12 | 0 | 0 | 0 | 0 | 0 | 0 | 0 | 0 | 3 | 0.12
|  |  |  | Niche Harijan Tola |  | 0 | 0 | 16 | 0.64 | 0 | 0 | 0 | 0 | 0 | 0 | 0 | 0 | 16 | 0.64
|  |  |  | Santhal Tola |  | 35 | 17.5 | 13 | 0.52 | 0 | 0 | 0 | 0 | 0 | 0 | 0 | 0 | 48 | 18.02
|  |  |  | Miya Tola |  | 0 | 0 | 12 | 0.48 | 0 | 0 | 0 | 0 | 0 | 0 | 0 | 0 | 12 | 0.48
|  |  |  | Mahto Tola |  | 0 | 0 | 6 | 0.24 | 0 | 0 | 0 | 0 | 0 | 0 | 0 | 0 | 6 | 0.24
|  |  |  | Dom Tola |  | 0 | 0 | 8 | 0.32 | 0 | 0 | 0 | 0 | 0 | 0 | 0 | 0 | 8 | 0.32
|  |  |  | Harijan Tola |  | 0 | 0 | 14 | 0.56 | 0 | 0 | 0 | 0 | 0 | 0 | 0 | 0 | 14 | 0.56
|  |  |  | Sub-Total |  | 35 | 17.5 | 72 | 2.88 | 0 | 0 | 0 | 0 | 0 | 0 | 0 | 0 | 107 | 20.38
[11 empty] | 0 |  |  |  |  | 0 |  | 0 | 0
|  |  | 39 | Nawadih | 1182100 | 0 | 0 | 0 | 0 | 0 | 0 | 0 | 0 | 0 | 0 | 0 | 0 | 0 | 0
|  |  |  | Big Harijan Tola |  | 0 | 0 | 10 | 0.4 | 0 | 0 | 0 | 0 | 0 | 0 | 0 | 0 | 10 | 0.4
|  |  |  | Blayar Tola |  | 0 | 0 | 2 | 0.08 | 0 | 0 | 0 | 0 | 0 | 0 | 0 | 0 | 2 | 0.08
|  |  |  | Niche Harijan Tola |  | 0 | 0 | 8 | 0.32 | 0 | 0 | 0 | 0 | 0 | 0 | 0 | 0 | 8 | 0.32
|  |  |  | Sesh Harijan Tola |  | 0 | 0 | 8 | 0.32 | 0 | 0 | 0 | 0 | 0 | 0 | 0 | 0 | 8 | 0.32
|  |  |  | Mohli Tola |  | 0 | 0 | 6 | 0.24 | 0 | 0 | 0 | 0 | 0 | 0 | 0 | 0 | 6 | 0.24
|  |  |  | Dom Tola |  | 0 | 0 | 5 | 0.2 | 0 | 0 | 0 | 0 | 0 | 0 | 0 | 0 | 5 | 0.2
|  |  |  | Niche Tola |  | 0 | 0 | 0 | 0 | 0 | 0 | 0 | 0 | 0 | 0 | 0 | 0 | 0 | 0
|  |  |  | Sub-Total |  | 0 | 0 | 39 | 1.56 | 0 | 0 | 0 | 0 | 0 | 0 | 0 | 0 | 39 | 1.56
[11 empty] | 0 |  |  |  |  | 0 |  | 0 | 0
|  |  | 40 | Piprasol | 1182200 | 0 | 0 | 0 | 0 | 0 | 0 | 0 | 0 | 0 | 0 | 1 | 1 | 1 | 1
|  |  |  | Santhal Tola |  | 0 | 0 | 0 | 0 | 0 | 0 | 0 | 0 | 0 | 0 | 0 | 0 | 0 | 0
|  |  |  | Bhagat Tola |  | 0 | 0 | 0 | 0 | 0 | 0 | 0 | 0 | 0 | 0 | 0 | 0 | 0 | 0
|  |  |  | Rajwar Tola |  | 0 | 0 | 5 | 0.2 | 0 | 0 | 0 | 0 | 0 | 0 | 0 | 0 | 5 | 0.2
|  |  |  | East Bhagat Tola |  | 0 | 0 | 0 | 0 | 0 | 0 | 0 | 0 | 0 | 0 | 0 | 0 | 0 | 0
|  |  |  | Yadav Tola |  | 0 | 0 | 0 | 0 | 0 | 0 | 0 | 0 | 0 | 0 | 0 | 0 | 0 | 0
|  |  |  | Upper Harijan Tola |  | 0 | 0 | 1 | 0.04 | 0 | 0 | 0 | 0 | 0 | 0 | 0 | 0 | 1 | 0.04
|  |  |  | Dhako Tilha |  | 0 | 0 | 0 | 0 | 0 | 0 | 0 | 0 | 0 | 0 | 0 | 0 | 0 | 0
|  |  |  | West Harijan Tola |  | 0 | 0 | 6 | 0.24 | 0 | 0 | 0 | 0 | 0 | 0 | 0 | 0 | 6 | 0.24
|  |  |  | Sub-Total |  | 0 | 0 | 12 | 0.48 | 0 | 0 | 0 | 0 | 0 | 0 | 1 | 1 | 13 | 1.48
[11 empty] | 0 |  |  |  |  | 0 |  | 0 | 0
|  |  | 41 | Maniardih | 1186200 | 0 | 0 | 0 | 0 | 0 | 0 | 0 | 0 | 0 | 0 | 0 | 0 | 0 | 0
|  |  |  | Sub-Total |  | 0 | 0 | 0 | 0 | 0 | 0 | 0 | 0 | 0 | 0 | 0 | 0 | 0 | 0
[11 empty] | 0 |  |  |  |  | 0 |  | 0 | 0
|  |  | 42 | Jama | 1186500 | 0 | 0 | 0 | 0 | 0 | 0 | 0 | 0 | 0 | 0 | 0 | 0 | 0 | 0
|  |  |  | Kawani Tola |  | 0 | 0 | 9 | 0.36 | 0 | 0 | 0 | 0 | 0 | 0 | 0 | 0 | 9 | 0.36
|  |  |  | Niche Tola |  | 0 | 0 | 0 | 0 | 0 | 0 | 0 | 0 | 0 | 0 | 0 | 0 | 0 | 0
|  |  |  | Sub-Total |  | 0 | 0 | 9 | 0.36 | 0 | 0 | 0 | 0 | 0 | 0 | 0 | 0 | 9 | 0.36
[11 empty] | 0 |  |  |  |  | 0 |  | 0 | 0
|  |  | 43 | Joniaya | 1186600 | 0 | 0 | 3 | 0.12 | 0 | 0 | 0 | 0 | 0 | 0 | 0 | 0 | 3 | 0.12
|  |  |  | Niche Tola |  | 0 | 0 | 3 | 0.12 | 0 | 0 | 0 | 0 | 0 | 0 | 0 | 0 | 3 | 0.12
|  |  |  | Koiry Tola |  | 0 | 0 | 1 | 0.04 | 0 | 0 | 0 | 0 | 0 | 0 | 0 | 0 | 1 | 0.04
|  |  |  | Pakrichatti |  | 0 | 0 | 0 | 0 | 0 | 0 | 0 | 0 | 0 | 0 | 0 | 0 | 0 | 0
|  |  |  | Uppar Tola |  | 0 | 0 | 3 | 0.12 | 0 | 0 | 0 | 0 | 0 | 0 | 0 | 0 | 3 | 0.12
|  |  |  | School Tola |  | 0 | 0 | 3 | 0.12 | 0 | 0 | 0 | 0 | 0 | 0 | 0 | 0 | 3 | 0.12
|  |  |  | Sub-Total |  | 0 | 0 | 13 | 0.52 | 0 | 0 | 0 | 0 | 0 | 0 | 0 | 0 | 13 | 0.52
[11 empty] | 0 |  |  |  |  | 0 |  | 0 | 0
|  |  | 44 | Bara Sanghra | 1186800 | 0 | 0 | 0 | 0 | 0 | 0 | 0 | 0 | 0 | 0 | 0 | 0 | 0 | 0
|  |  |  | Bich Tola |  | 0 | 0 | 12 | 0.48 | 0 | 0 | 0 | 0 | 0 | 0 | 0 | 0 | 12 | 0.48
|  |  |  | Harijan Tola |  | 0 | 0 | 7 | 0.28 | 0 | 0 | 0 | 0 | 0 | 0 | 0 | 0 | 7 | 0.28
|  |  |  | Miya Tola |  | 0 | 0 | 0 | 0 | 0 | 0 | 0 | 0 | 0 | 0 | 0 | 0 | 0 | 0
|  |  |  | Sub-Total |  | 0 | 0 | 19 | 0.76 | 0 | 0 | 0 | 0 | 0 | 0 | 0 | 0 | 19 | 0.76
[11 empty] | 0 |  |  |  |  | 0 |  | 0 | 0
|  |  | 45 | Marghati Jamuni Tola | 1186900 | 0 | 0 | 0 | 0 | 0 | 0 | 0 | 0 | 0 | 0 | 0 | 0 | 0 | 0
|  |  |  | Uppar Tola |  | 0 | 0 | 0 | 0 | 0 | 0 | 0 | 0 | 0 | 0 | 0 | 0 | 0 | 0
|  |  |  | Niche Tola |  | 0 | 0 | 0 | 0 | 0 | 0 | 0 | 0 | 0 | 0 | 0 | 0 | 0 | 0
|  |  |  | Sub-Total |  | 0 | 0 | 0 | 0 | 0 | 0 | 0 | 0 | 0 | 0 | 0 | 0 | 0 | 0
[11 empty] | 0 |  |  |  |  | 0 |  | 0 | 0
|  |  | 46 | Kesargara | 1187000 | 0 | 0 | 1 | 0.04 | 0 | 0 | 0 | 0 | 0 | 0 | 0 | 0 | 1 | 0.04
|  |  |  | Urdu School |  | 0 | 0 | 0 | 0 | 0 | 0 | 0 | 0 | 0 | 0 | 0 | 0 | 0 | 0
|  |  |  | Masjid Tola |  | 0 | 0 | 0 | 0 | 0 | 0 | 0 | 0 | 0 | 0 | 0 | 0 | 0 | 0
|  |  |  | Khamar Tola |  | 0 | 0 | 2 | 0.08 | 0 | 0 | 0 | 0 | 0 | 0 | 0 | 0 | 2 | 0.08
|  |  |  | Niche Tola |  | 0 | 0 | 0 | 0 | 0 | 0 | 0 | 0 | 0 | 0 | 0 | 0 | 0 | 0
|  |  |  | Santhal Tola |  | 0 | 0 | 3 | 0.12 | 0 | 0 | 0 | 0 | 0 | 0 | 0 | 0 | 3 | 0.12
|  |  |  | Harijan Tola |  | 0 | 0 | 1 | 0.04 | 0 | 0 | 0 | 0 | 0 | 0 | 0 | 0 | 1 | 0.04
|  |  |  | Miyan Tola |  | 0 | 0 | 3 | 0.12 | 0 | 0 | 0 | 0 | 0 | 0 | 0 | 0 | 3 | 0.12
|  |  |  | Sub-Total |  | 0 | 0 | 10 | 0.4 | 0 | 0 | 0 | 0 | 0 | 0 | 0 | 0 | 10 | 0.4
|  |  | 47 | Rajadha Santhal Tola | 1187400 | 30 | 15 | 0 | 0 | 0 | 0 | 0 | 0 | 0 | 0 | 0 | 0 | 30 | 15
|  |  |  | Phulchi |  | 0 | 0 | 0 | 0 | 0 | 0 | 0 | 0 | 0 | 0 | 0 | 0 | 0 | 0
|  |  |  | Miya Tola |  | 0 | 0 | 0 | 0 | 0 | 0 | 0 | 0 | 0 | 0 | 0 | 0 | 0 | 0
|  |  |  | Nicha Tola |  | 0 | 0 | 0 | 0 | 0 | 0 | 0 | 0 | 0 | 0 | 0 | 0 | 0 | 0
|  |  |  | School Tola |  | 0 | 0 | 0 | 0 | 0 | 0 | 0 | 0 | 0 | 0 | 1 | 1 | 1 | 1
|  |  |  | Karbariya Tola |  | 0 | 0 | 0 | 0 | 0 | 0 | 0 | 0 | 0 | 0 | 0 | 0 | 0 | 0
|  |  |  | Nayadih Tola |  | 0 | 0 | 0 | 0 | 0 | 0 | 0 | 0 | 0 | 0 | 0 | 0 | 0 | 0
|  |  |  | Sub-Total |  | 30 | 15 | 0 | 0 | 0 | 0 | 0 | 0 | 0 | 0 | 1 | 1 | 31 | 16
[11 empty] | 0 |  |  |  |  | 0 |  | 0 | 0
|  |  | 48 | Daliapathar | 1187500 | 0 | 0 | 2 | 0.08 | 0 | 0 | 0 | 0 | 0 | 0 | 2 | 2 | 4 | 2.08
|  |  |  | Bich Tola |  | 0 | 0 | 0 | 0 | 0 | 0 | 0 | 0 | 0 | 0 | 1 | 1 | 1 | 1
|  |  |  | Bangali Tola |  | 0 | 0 | 0 | 0 | 0 | 0 | 0 | 0 | 0 | 0 | 0 | 0 | 0 | 0
|  |  |  | Sub-Total |  | 0 | 0 | 2 | 0.08 | 0 | 0 | 0 | 0 | 0 | 0 | 3 | 3 | 5 | 3.08
[11 empty] | 0 |  |  |  |  | 0 |  | 0 | 0
|  |  | 49 | Kalajor | 1187600 | 0 | 0 | 0 | 0 | 0 | 0 | 0 | 0 | 0 | 0 | 0 | 0 | 0 | 0
|  |  |  | Baban Tola |  | 0 | 0 | 0 | 0 | 0 | 0 | 0 | 0 | 0 | 0 | 1 | 1 | 1 | 1
|  |  |  | Barahil Tola |  | 0 | 0 | 0 | 0 | 0 | 0 | 0 | 0 | 0 | 0 | 0 | 0 | 0 | 0
|  |  |  | Harijan Tola |  | 0 | 0 | 0 | 0 | 0 | 0 | 0 | 0 | 0 | 0 | 0 | 0 | 0 | 0
|  |  |  | Kumhar Tola |  | 0 | 0 | 0 | 0 | 0 | 0 | 0 | 0 | 0 | 0 | 0 | 0 | 0 | 0
|  |  |  | Muslim Tola |  | 0 | 0 | 0 | 0 | 0 | 0 | 0 | 0 | 0 | 0 | 0 | 0 | 0 | 0
|  |  |  | Santhal Tola |  | 0 | 0 | 0 | 0 | 0 | 0 | 0 | 0 | 0 | 0 | 1 | 1 | 1 | 1
|  |  |  | School Tola Up |  | 0 | 0 | 0 | 0 | 0 | 0 | 0 | 0 | 0 | 0 | 0 | 0 | 0 | 0
|  |  |  | School Tola Down |  | 0 | 0 | 0 | 0 | 0 | 0 | 0 | 0 | 0 | 0 | 0 | 0 | 0 | 0
|  |  |  | Sub-Total |  | 0 | 0 | 0 | 0 | 0 | 0 | 0 | 0 | 0 | 0 | 2 | 2 | 2 | 2
[11 empty] | 0 |  |  |  |  | 0 |  | 0 | 0
|  |  | 50 | Nawadih | 1187700 | 0 | 0 | 0 | 0 | 0 | 0 | 0 | 0 | 0 | 0 | 1 | 1 | 1 | 1
|  |  |  | Miya Tola |  | 0 | 0 | 0 | 0 | 0 | 0 | 0 | 0 | 0 | 0 | 1 | 1 | 1 | 1
|  |  |  | Sub-Total |  | 0 | 0 | 0 | 0 | 0 | 0 | 0 | 0 | 0 | 0 | 2 | 2 | 2 | 2
[11 empty] | 0 |  |  |  |  | 0 |  | 0 | 0
|  |  | 51 | Ghagharjori | 1187800 | 0 | 0 | 0 | 0 | 0 | 0 | 0 | 0 | 0 | 0 | 0 | 0 | 0 | 0
|  |  |  | Khan Tola |  | 0 | 0 | 0 | 0 | 0 | 0 | 0 | 0 | 0 | 0 | 0 | 0 | 0 | 0
|  |  |  | Muslim Tola |  | 0 | 0 | 12 | 0.48 | 0 | 0 | 0 | 0 | 0 | 0 | 0 | 0 | 12 | 0.48
|  |  |  | Turi Tola |  | 0 | 0 | 12 | 0.48 | 0 | 0 | 0 |  | 0 | 0 | 0 |  | 12 | 0.48
|  |  |  | Santhal Ambartanr Tola |  | 63 | 31.5 | 10 | 0.4 | 0 | 0 | 0 |  | 0 | 0 | 0 |  | 73 | 31.9
|  |  |  | Sub-Total |  | 63 | 31.5 | 34 | 1.36 | 0 | 0 | 0 | 0 | 0 | 0 | 0 | 0 | 97 | 32.86
[11 empty] | 0 |  |  |  |  | 0 |  | 0 | 0
|  |  | 52 | Kiyajori Miya Tola | 1187900 | 0 | 0 | 0 | 0 | 0 | 0 | 0 | 0 | 0 | 0 | 0 | 0 | 0 | 0
|  |  |  | Kol Tola |  | 0 | 0 | 0 | 0 | 0 | 0 | 0 | 0 | 0 | 0 | 0 | 0 | 0 | 0
|  |  |  | Beech Tola |  | 0 | 0 | 0 | 0 | 0 | 0 | 0 | 0 | 0 | 0 | 0 | 0 | 0 | 0
|  |  |  | Sah Tola |  | 0 | 0 | 0 | 0 | 0 | 0 | 0 | 0 | 0 | 0 | 0 | 0 | 0 | 0
|  |  |  | Sub-Total |  | 0 | 0 | 0 | 0 | 0 | 0 | 0 | 0 | 0 | 0 | 0 | 0 | 0 | 0
[11 empty] | 0 |  |  |  |  | 0 |  | 0 | 0
|  |  | 53 | Chikniya | 1188600 | 0 | 0 | 0 | 0 | 0 | 0 | 0 | 0 | 0 | 0 | 2 | 2 | 2 | 2
|  |  |  | Santhal Tola |  | 0 | 0 | 0 | 0 | 0 | 0 | 0 | 0 | 0 | 0 | 0 | 0 | 0 | 0
|  |  |  | Sub-Total |  | 0 | 0 | 0 | 0 | 0 | 0 | 0 | 0 | 0 | 0 | 2 | 2 | 2 | 2
[11 empty] | 0 |  |  |  |  | 0 |  | 0 | 0
|  |  | 54 | Baghdabra | 1193400 | 0 | 0 | 5 | 0.2 | 0 | 0 | 0 | 0 | 0 | 0 | 0 | 0 | 5 | 0.2
|  |  |  | Kol Tola |  | 0 | 0 | 0 | 0 | 0 | 0 | 0 | 0 | 0 | 0 | 0 | 0 | 0 | 0
|  |  |  | Harijan Tola |  | 0 | 0 | 0 | 0 | 0 | 0 | 0 | 0 | 0 | 0 | 0 | 0 | 0 | 0
|  |  |  | Singh Tola |  | 0 | 0 | 0 | 0 | 0 | 0 | 0 | 0 | 0 | 0 | 1 | 1 | 1 | 1
|  |  |  | Sub-Total |  | 0 | 0 | 5 | 0.2 | 0 | 0 | 0 | 0 | 0 | 0 | 1 | 1 | 6 | 1.2
[11 empty] | 0 |  |  |  |  | 0 |  | 0 | 0
|  |  | 55 | Jmunia | 1193600 | 0 | 0 | 6 | 0.24 | 0 | 0 | 0 | 0 | 0 | 0 | 1 | 1 | 7 | 1.24
|  |  |  | NimTola |  | 35 | 17.5 | 15 | 0.6 | 0 | 0 | 0 | 0 | 0 | 0 | 0 | 0 | 50 | 18.1
|  |  |  | Ama Tola |  | 0 | 0 | 3 | 0.12 | 0 | 0 | 0 | 0 | 0 | 0 | 0 | 0 | 3 | 0.12
|  |  |  | Lakhi Bazar |  | 0 | 0 | 24 | 0.96 | 0 | 0 | 0 | 0 | 0 | 0 | 2 | 2 | 26 | 2.96
|  |  |  | Sub-Total |  | 35 | 17.5 | 48 | 1.92 | 0 | 0 | 0 | 0 | 0 | 0 | 3 | 3 | 86 | 22.42
[11 empty] | 0 |  |  |  |  | 0 |  | 0 | 0
|  |  | 56 | Gashmda | 1194500 | 0 | 0 | 0 | 0 | 0 | 0 | 0 | 0 | 0 | 0 | 0 | 0 | 0 | 0
|  |  |  | Neeche Tola |  | 0 | 0 | 0 | 0 | 0 | 0 | 0 | 0 | 0 | 0 | 0 | 0 | 0 | 0
|  |  |  | Sub-Total |  | 0 | 0 | 0 | 0 | 0 | 0 | 0 | 0 | 0 | 0 | 0 | 0 | 0 | 0
[11 empty] | 0 |  |  |  |  | 0 |  | 0 | 0
|  |  | 57 | Santhal Simi | 1195400 | 0 | 0 | 0 | 0 | 0 | 0 | 0 | 0 | 0 | 0 | 1 | 1 | 1 | 1
|  |  |  | Santhal Tola |  | 0 | 0 | 3 | 0.12 | 0 | 0 | 0 | 0 | 0 | 0 | 0 | 0 | 3 | 0.12
|  |  |  | Uppar Tola |  | 0 | 0 | 3 | 0.12 | 0 | 0 | 0 | 0 | 0 | 0 | 0 | 0 | 3 | 0.12
|  |  |  | Mahto Tola |  | 0 | 0 | 0 | 0 | 0 | 0 | 0 | 0 | 0 | 0 | 0 | 0 | 0 | 0
|  |  |  | Sub-Total |  | 0 | 0 | 6 | 0.24 | 0 | 0 | 0 | 0 | 0 | 0 | 1 | 1 | 7 | 1.24
|  |  |  | BLOCK TOTAL |  | 195 | 97.5 | 422 | 16.88 | 0 | 0 | 1 | 1 | 0 | 0 | 27 | 27 | 645 | 142.38
6 | Karon | 6 | 1 | Lalgar | 1195700 | 0 | 0 | 0 | 0 | 0 | 0 | 0 | 0 | 0 | 0 | 0 | 0 | 0 | 0
|  |  |  | Dargan |  | 0 | 0 | 0 | 0 | 0 | 0 | 0 | 0 | 0 | 0 | 0 | 0 | 0 | 0
|  |  |  | Nemibad |  | 0 | 0 | 0 | 0 | 0 | 0 | 0 | 0 | 0 | 0 | 0 | 0 | 0 | 0
|  |  |  | E. Tola |  | 0 | 0 | 0 | 0 | 0 | 0 | 0 | 0 | 0 | 0 | 0 | 0 | 0 | 0
|  |  |  | Sub-Total |  | 0 | 0 | 0 | 0 | 0 | 0 | 0 | 0 | 0 | 0 | 0 | 0 | 0 | 0
|  |  | 2 | Phago(Pandit Tola) | 1196200 | 0 | 0 | 0 | 0 | 0 | 0 | 0 | 0 | 0 | 0 | 0 | 0 | 0 | 0
|  |  |  | Yadav Tola |  | 0 | 0 | 0 | 0 | 0 | 0 | 0 | 0 | 0 | 0 | 3 | 3 | 3 | 3
|  |  |  | Hurmati Tola |  | 0 | 0 | 0 | 0 | 0 | 0 | 0 | 0 | 0 | 0 | 0 | 0 | 0 | 0
|  |  |  | Sub-Total |  | 0 | 0 | 0 | 0 | 0 | 0 | 0 | 0 | 0 | 0 | 3 | 3 | 3 | 3
|  |  | 3 | Purana Chihutiya(Bangali Tola) | 1196500 | 0 | 0 | 0 | 0 | 0 | 0 | 0 | 0 | 0 | 0 | 0 | 0 | 0 | 0
|  |  |  | Hit Tola |  | 0 | 0 | 0 | 0 | 0 | 0 | 0 | 0 | 0 | 0 | 0 | 0 | 0 | 0
|  |  |  | Suliya Tola |  | 0 | 0 | 0 | 0 | 0 | 0 | 0 | 0 | 0 | 0 | 2 | 2 | 2 | 2
|  |  |  | Par Tola |  | 0 | 0 | 0 | 0 | 0 | 0 | 0 | 0 | 0 | 0 | 1 | 1 | 1 | 1
|  |  |  | Harijan Tola |  | 0 | 0 | 0 | 0 | 0 | 0 | 0 | 0 | 0 | 0 | 0 | 0 | 0 | 0
|  |  |  | Sub-Total |  | 0 | 0 | 0 | 0 | 0 | 0 | 0 | 0 | 0 | 0 | 3 | 3 | 3 | 3
|  |  | 4 | Awrasol | 1197400 | 0 | 0 | 0 | 0 | 0 | 0 | 0 | 0 | 0 | 0 | 0 | 0 | 0 | 0
|  |  |  | Sub-Total |  | 0 | 0 | 0 | 0 | 0 | 0 | 0 | 0 | 0 | 0 | 0 | 0 | 0 | 0
|  |  | 5 | Domnatanr | 1197500 | 0 | 0 | 0 | 0 | 0 | 0 | 0 | 0 | 0 | 0 | 0 | 0 | 0 | 0
|  |  |  | Sub-Total |  | 0 | 0 | 0 | 0 | 0 | 0 | 0 | 0 | 0 | 0 | 0 | 0 | 0 | 0
|  |  | 6 | Margomunda | 1197600 | 0 | 0 | 0 | 0 | 0 | 0 | 0 | 0 | 0 | 0 | 2 | 2 | 2 | 2
|  |  |  | Ammatar Tola |  | 0 | 0 | 0 | 0 | 0 | 0 | 0 | 0 | 0 | 0 | 0 | 0 | 0 | 0
|  |  |  | Dumna Tola |  | 0 | 0 | 0 | 0 | 0 | 0 | 0 | 0 | 0 | 0 | 0 | 0 | 0 | 0
|  |  |  | Balidih |  | 0 | 0 | 0 | 0 | 0 | 0 | 0 | 0 | 0 | 0 | 0 | 0 | 0 | 0
|  |  |  | Sub-Total |  | 0 | 0 | 0 | 0 | 0 | 0 | 0 | 0 | 0 | 0 | 2 | 2 | 2 | 2
|  |  | 7 | Nawadih | 1198100 | 0 | 0 | 0 | 0 | 0 | 0 | 0 | 0 | 0 | 0 | 3 | 3 | 3 | 3
|  |  |  | Sub-Total |  | 0 | 0 | 0 | 0 | 0 | 0 | 0 | 0 | 0 | 0 | 3 | 3 | 3 | 3
|  |  | 8 | Rampur(Niche Tola | 1199000 | 0 | 0 | 0 | 0 | 0 | 0 | 0 | 0 | 0 | 0 | 0 | 0 | 0 | 0
|  |  |  | Bich Tola |  | 0 | 0 | 0 | 0 | 0 | 0 | 0 | 0 | 0 | 0 | 0 | 0 | 0 | 0
|  |  |  | Uper Tola |  | 0 | 0 | 0 | 0 | 0 | 0 | 0 | 0 | 0 | 0 | 0 | 0 | 0 | 0
|  |  |  | Sub-Total |  | 0 | 0 | 0 | 0 | 0 | 0 | 0 | 0 | 0 | 0 | 0 | 0 | 0 | 0
|  |  | 9 | Aguiya Chak | 1199100 | 0 | 0 | 0 | 0 | 0 | 0 | 0 | 0 | 0 | 0 | 0 | 0 | 0 | 0
|  |  |  | Sub-Total |  | 0 | 0 | 0 | 0 | 0 | 0 | 0 | 0 | 0 | 0 | 0 | 0 | 0 | 0
|  |  | 10 | Patojori | 1199200 | 0 | 0 | 0 | 0 | 0 | 0 | 0 | 0 | 0 | 0 | 0 | 0 | 0 | 0
|  |  |  | Miya Tola |  | 0 | 0 | 0 | 0 | 0 | 0 | 0 | 0 | 0 | 0 | 0 | 0 | 0 | 0
|  |  |  | Mandal Tola |  | 0 | 0 | 0 | 0 | 0 | 0 | 0 | 0 | 0 | 0 | 2 | 2 | 2 | 2
|  |  |  | Kalipathardih |  | 0 | 0 | 0 | 0 | 0 | 0 | 0 | 0 | 0 | 0 | 1 | 1 | 1 | 1
|  |  |  | Sub-Total |  | 0 | 0 | 0 | 0 | 0 | 0 | 0 | 0 | 0 | 0 | 3 | 3 | 3 | 3
|  |  | 11 | Pipra | 1199400 | 0 | 0 | 0 | 0 | 0 | 0 | 0 | 0 | 0 | 0 | 4 | 4 | 4 | 4
|  |  |  | Sub-Total |  | 0 | 0 | 0 | 0 | 0 | 0 | 0 | 0 | 0 | 0 | 4 | 4 | 4 | 4
|  |  | 12 | Baijutanr(Pdtan Tola) | 1199500 | 0 | 0 | 0 | 0 | 0 | 0 | 0 | 0 | 0 | 0 | 0 | 0 | 0 | 0
|  |  |  | Mandal Tola |  | 0 | 0 | 0 | 0 | 0 | 0 | 0 | 0 | 0 | 0 | 0 | 0 | 0 | 0
|  |  |  | Napit Tola |  | 0 | 0 | 0 | 0 | 0 | 0 | 0 | 0 | 0 | 0 | 2 | 2 | 2 | 2
|  |  |  | Sub-Total |  | 0 | 0 | 0 | 0 | 0 | 0 | 0 | 0 | 0 | 0 | 2 | 2 | 2 | 2
|  |  | 13 | Khurkhuriya | 1199600 | 0 | 0 | 0 | 0 | 0 | 0 | 0 | 0 | 0 | 0 | 0 | 0 | 0 | 0
|  |  |  | Sub-Total |  | 0 | 0 | 0 | 0 | 0 | 0 | 0 | 0 | 0 | 0 | 0 | 0 | 0 | 0
|  |  | 14 | Bahera Pahari | 1200300 | 0 | 0 | 0 | 0 | 0 | 0 | 0 | 0 | 0 | 0 | 0 | 0 | 0 | 0
|  |  |  | (Yadave Tola+Santhal Tola) |  | 0 | 0 | 0 | 0 | 0 | 0 | 0 | 0 | 0 | 0 | 0 | 0 | 0 | 0
|  |  |  | Sub-Total |  | 0 | 0 | 0 | 0 | 0 | 0 | 0 | 0 | 0 | 0 | 0 | 0 | 0 | 0
|  |  | 15 | Chhatapathar | 1200500 | 0 | 0 | 0 | 0 | 0 | 0 | 0 | 0 | 0 | 0 | 2 | 2 | 2 | 2
|  |  |  | Kukratanr |  | 0 | 0 | 0 | 0 | 0 | 0 | 0 | 0 | 0 | 0 | 0 | 0 | 0 | 0
|  |  |  | Sub-Total |  | 0 | 0 | 0 | 0 | 0 | 0 | 0 | 0 | 0 | 0 | 2 | 2 | 2 | 2
|  |  | 16 | Karanjo | 1200600 | 0 | 0 | 0 | 0 | 0 | 0 | 0 | 0 | 0 | 0 | 4 | 4 | 4 | 4
|  |  |  | Sub-Total |  | 0 | 0 | 0 | 0 | 0 | 0 | 0 | 0 | 0 | 0 | 4 | 4 | 4 | 4
|  |  | 17 | Chitnari | 1201300 | 124 | 62 | 0 | 0 | 0 | 0 | 0 | 0 | 0 | 0 | 0 | 0 | 124 | 62
|  |  |  | Harijan Tola |  | 0 | 0 | 0 | 0 | 0 | 0 | 0 | 0 | 0 | 0 | 0 | 0 | 0 | 0
|  |  |  | Hete Tola |  | 0 | 0 | 0 | 0 | 0 | 0 | 0 | 0 | 0 | 0 | 0 | 0 | 0 | 0
|  |  |  | Jamuniya Tanr |  | 79 | 39.5 | 0 | 0 | 0 | 0 | 0 | 0 | 0 | 0 | 0 | 0 | 79 | 39.5
|  |  |  | Mahar Tola |  | 98 | 49 | 0 | 0 | 0 | 0 | 0 | 0 | 0 | 0 | 0 | 0 | 98 | 49
|  |  |  | Sub-Total |  | 301 | 150.5 | 0 | 0 | 0 | 0 | 0 | 0 | 0 | 0 | 0 | 0 | 301 | 150.5
|  |  | 18 | Lerwa | 1201400 | 0 | 0 | 0 | 0 | 0 | 0 | 0 | 0 | 0 | 0 | 0 | 0 | 0 | 0
|  |  |  | Sub-Total |  | 0 | 0 | 0 | 0 | 0 | 0 | 0 | 0 | 0 | 0 | 0 | 0 | 0 | 0
|  |  | 19 | Baghnadih(Lala Tola | 1201700 | 0 | 0 | 0 | 0 | 0 | 0 | 0 | 0 | 0 | 0 | 0 | 0 | 0 | 0
|  |  |  | Ka. M. Tola |  | 0 | 0 | 0 | 0 | 0 | 0 | 0 | 0 | 0 | 0 | 0 | 0 | 0 | 0
|  |  |  | Napit Tola |  | 0 | 0 | 0 | 0 | 0 | 0 | 0 | 0 | 0 | 0 | 0 | 0 | 0 | 0
|  |  |  | Miya Tola |  | 0 | 0 | 0 | 0 | 0 | 0 | 0 | 0 | 0 | 0 | 0 | 0 | 0 | 0
|  |  |  | Bramhan Tola |  | 0 | 0 | 0 | 0 | 0 | 0 | 0 | 0 | 0 | 0 | 0 | 0 | 0 | 0
|  |  |  | Uper Miya Tola |  | 0 | 0 | 0 | 0 | 0 | 0 | 0 | 0 | 0 | 0 | 0 | 0 | 0 | 0
|  |  |  | Harijan Tola |  | 0 | 0 | 0 | 0 | 0 | 0 | 0 | 0 | 0 | 0 | 0 | 0 | 0 | 0
|  |  |  | Sub-Total |  | 0 | 0 | 0 | 0 | 0 | 0 | 0 | 0 | 0 | 0 | 0 | 0 | 0 | 0
|  |  | 20 | Pathraul | 1201900 | 0 | 0 | 0 | 0 | 0 | 0 | 0 | 0 | 0 | 0 | 2 | 2 | 2 | 2
|  |  |  | Sub-Total |  | 0 | 0 | 0 | 0 | 0 | 0 | 0 | 0 | 0 | 0 | 2 | 2 | 2 | 2
|  |  | 21 | Rautdih | 1202000 | 0 | 0 | 0 | 0 | 0 | 0 | 0 | 0 | 0 | 0 | 0 | 0 | 0 | 0
|  |  |  | Sub-Total |  | 0 | 0 | 0 | 0 | 0 | 0 | 0 | 0 | 0 | 0 | 0 | 0 | 0 | 0
|  |  | 22 | Bahadurpur | 1202100 | 0 | 0 | 0 | 0 | 0 | 0 | 0 | 0 | 0 | 0 | 0 | 0 | 0 | 0
|  |  |  | Dom Tola |  | 0 | 0 | 0 | 0 | 0 | 0 | 0 | 0 | 0 | 0 | 0 | 0 | 0 | 0
|  |  |  | Sub-Total |  | 0 | 0 | 0 | 0 | 0 | 0 | 0 | 0 | 0 | 0 | 0 | 0 | 0 | 0
|  |  | 23 | Sirsia(Shah Tola) | 1202300 | 0 | 0 | 0 | 0 | 0 | 0 | 0 | 0 | 0 | 0 | 0 | 0 | 0 | 0
|  |  |  | Bhari Tola |  | 0 | 0 | 0 | 0 | 0 | 0 | 0 | 0 | 0 | 0 | 0 | 0 | 0 | 0
|  |  |  | Het Miya Tola |  | 0 | 0 | 0 | 0 | 0 | 0 | 0 | 0 | 0 | 0 | 0 | 0 | 0 | 0
|  |  |  | Uper Miya Tola |  | 0 | 0 | 0 | 0 | 0 | 0 | 0 | 0 | 0 | 0 | 0 | 0 | 0 | 0
|  |  |  | Sub-Total |  | 0 | 0 | 0 | 0 | 0 | 0 | 0 | 0 | 0 | 0 | 0 | 0 | 0 | 0
|  |  | 24 | Gorkata | 1202500 | 0 | 0 | 0 | 0 | 0 | 0 | 0 | 0 | 0 | 0 | 0 | 0 | 0 | 0
|  |  |  | Sub-Total |  | 0 | 0 | 0 | 0 | 0 | 0 | 0 | 0 | 0 | 0 | 0 | 0 | 0 | 0
|  |  | 25 | Simra | 1202600 | 0 | 0 | 0 | 0 | 0 | 0 | 0 | 0 | 0 | 0 | 2 | 2 | 2 | 2
|  |  |  | S.C Tola |  | 0 | 0 | 0 | 0 | 0 | 0 | 0 | 0 | 0 | 0 | 2 | 2 | 2 | 2
|  |  |  | Sub-Total |  | 0 | 0 | 0 | 0 | 0 | 0 | 0 | 0 | 0 | 0 | 4 | 4 | 4 | 4
|  |  | 26 | Sirsa(Bhokta Toal) | 1202900 | 0 | 0 | 0 | 0 | 0 | 0 | 0 | 0 | 0 | 0 | 0 | 0 | 0 | 0
|  |  |  | Harijan Tola |  | 0 | 0 | 0 | 0 | 0 | 0 | 0 | 0 | 0 | 0 | 0 | 0 | 0 | 0
|  |  |  | Bhokta Tola Ii |  | 0 | 0 | 0 | 0 | 0 | 0 | 0 | 0 | 0 | 0 | 0 | 0 | 0 | 0
|  |  |  | Miya Tola |  | 0 | 0 | 0 | 0 | 0 | 0 | 0 | 0 | 0 | 0 | 0 | 0 | 0 | 0
|  |  |  | Harijan Tola |  | 0 | 0 | 0 | 0 | 0 | 0 | 0 | 0 | 0 | 0 | 0 | 0 | 0 | 0
|  |  |  | Sub-Total |  | 0 | 0 | 0 | 0 | 0 | 0 | 0 | 0 | 0 | 0 | 0 | 0 | 0 | 0
|  |  | 27 | Ranga(Bhokta Tola) | 1203000 | 0 | 0 | 0 | 0 | 0 | 0 | 0 | 0 | 0 | 0 | 0 | 0 | 0 | 0
|  |  |  | Ray Tola |  | 0 | 0 | 0 | 0 | 0 | 0 | 0 | 0 | 0 | 0 | 0 | 0 | 0 | 0
|  |  |  | Harijan Tola |  | 0 | 0 | 0 | 0 | 0 | 0 | 0 | 0 | 0 | 0 | 0 | 0 | 0 | 0
|  |  |  | Sub-Total |  | 0 | 0 | 0 | 0 | 0 | 0 | 0 | 0 | 0 | 0 | 0 | 0 | 0 | 0
|  |  | 28 | Kolhar(More Tola | 1203100 | 0 | 0 | 0 | 0 | 0 | 0 | 0 | 0 | 0 | 0 | 2 | 2 | 2 | 2
|  |  |  | Suraha Tola |  | 0 | 0 | 0 | 0 | 0 | 0 | 0 | 0 | 0 | 0 | 1 | 1 | 1 | 1
|  |  |  | Mushar Tola |  | 0 | 0 | 0 | 0 | 0 | 0 | 0 | 0 | 0 | 0 | 1 | 1 | 1 | 1
|  |  |  | Verma Tola |  | 0 | 0 | 0 | 0 | 0 | 0 | 0 | 0 | 0 | 0 | 0 | 0 | 0 | 0
|  |  |  | Tandper Tola |  | 0 | 0 | 0 | 0 | 0 | 0 | 0 | 0 | 0 | 0 | 0 | 0 | 0 | 0
|  |  |  | Sub-Total |  | 0 | 0 | 0 | 0 | 0 | 0 | 0 | 0 | 0 | 0 | 4 | 4 | 4 | 4
|  |  | 29 | Pathra(S.C) | 1203200 | 0 | 0 | 0 | 0 | 0 | 0 | 0 | 0 | 0 | 0 | 4 | 4 | 4 | 4
|  |  |  | Bhumiha Pathar |  | 0 | 0 | 0 | 0 | 0 | 0 | 0 | 0 | 0 | 0 | 2 | 2 | 2 | 2
|  |  |  | Sub-Total |  | 0 | 0 | 0 | 0 | 0 | 0 | 0 | 0 | 0 | 0 | 6 | 6 | 6 | 6
|  |  | 30 | Khamarbad | 1203700 | 0 | 0 | 0 | 0 | 0 | 0 | 0 | 0 | 0 | 0 | 3 | 3 | 3 | 3
|  |  |  | Harijan Tola |  | 0 | 0 | 0 | 0 | 0 | 0 | 0 | 0 | 0 | 0 | 0 | 0 | 0 | 0
|  |  |  | Mandal Tola |  | 0 | 0 | 0 | 0 | 0 | 0 | 0 | 0 | 0 | 0 | 0 | 0 | 0 | 0
|  |  |  | Dhobi Tola |  | 0 | 0 | 0 | 0 | 0 | 0 | 0 | 0 | 0 | 0 | 0 | 0 | 0 | 0
|  |  |  | Sub-Total |  | 0 | 0 | 0 | 0 | 0 | 0 | 0 | 0 | 0 | 0 | 3 | 3 | 3 | 3
|  |  | 31 | Kano | 1204400 | 0 | 0 | 0 | 0 | 0 | 0 | 0 | 0 | 0 | 0 | 0 | 0 | 0 | 0
|  |  |  | Mandal Tola |  | 0 | 0 | 0 | 0 | 0 | 0 | 0 | 0 | 0 | 0 | 4 | 4 | 4 | 4
|  |  |  | Pandit Tola |  | 0 | 0 | 0 | 0 | 0 | 0 | 0 | 0 | 0 | 0 | 0 | 0 | 0 | 0
|  |  |  | Yadav Tola |  | 0 | 0 | 0 | 0 | 0 | 0 | 0 | 0 | 0 | 0 | 0 | 0 | 0 | 0
|  |  |  | Tandper Tola |  | 0 | 0 | 0 | 0 | 0 | 0 | 0 | 0 | 0 | 0 | 0 | 0 | 0 | 0
|  |  |  | Khair Gutti Tola |  | 0 | 0 | 0 | 0 | 0 | 0 | 0 | 0 | 0 | 0 | 0 | 0 | 0 | 0
|  |  |  | Sub-Total |  | 0 | 0 | 0 | 0 | 0 | 0 | 0 | 0 | 0 | 0 | 4 | 4 | 4 | 4
|  |  | 32 | Palojori | 1204800 | 0 | 0 | 0 | 0 | 0 | 0 | 0 | 0 | 0 | 0 | 2 | 2 | 2 | 2
|  |  |  | Sub-Total |  | 0 | 0 | 0 | 0 | 0 | 0 | 0 | 0 | 0 | 0 | 2 | 2 | 2 | 2
|  |  | 33 | Murlipahari | 1204900 | 0 | 0 | 0 | 0 | 0 | 0 | 0 | 0 | 0 | 0 | 1 | 1 | 1 | 1
|  |  |  | Harijan Tola |  | 0 | 0 | 0 | 0 | 0 | 0 | 0 | 0 | 0 | 0 | 1 | 1 | 1 | 1
|  |  |  | Muslim Tola |  | 0 | 0 | 0 | 0 | 0 | 0 | 0 | 0 | 0 | 0 | 0 | 0 | 0 | 0
|  |  |  | Pardhan Tola |  | 0 | 0 | 0 | 0 | 0 | 0 | 0 | 0 | 0 | 0 | 0 | 0 | 0 | 0
|  |  |  | Pahari Tola |  | 0 | 0 | 0 | 0 | 0 | 0 | 0 | 0 | 0 | 0 | 0 | 0 | 0 | 0
|  |  |  | Santhal Tola |  | 0 | 0 | 0 | 0 | 0 | 0 | 0 | 0 | 0 | 0 | 0 | 0 | 0 | 0
|  |  |  | Sub-Total |  | 0 | 0 | 0 | 0 | 0 | 0 | 0 | 0 | 0 | 0 | 2 | 2 | 2 | 2
|  |  | 34 | Jogidih(Adibasi Tola) | 1205300 | 35 | 17.5 | 0 | 0 | 0 | 0 | 0 | 0 | 0 | 0 | 0 | 0 | 35 | 17.5
|  |  |  | Bhumihar Tola |  | 0 | 0 | 0 | 0 | 0 | 0 | 0 | 0 | 0 | 0 | 3 | 3 | 3 | 3
|  |  |  | Sub-Total |  | 35 | 17.5 | 0 | 0 | 0 | 0 | 0 | 0 | 0 | 0 | 3 | 3 | 38 | 20.5
|  |  | 35 | Pachrukhi | 1205400 | 0 | 0 | 0 | 0 | 0 | 0 | 0 | 0 | 0 | 0 | 0 | 0 | 0 | 0
|  |  |  | Sub-Total |  | 0 | 0 | 0 | 0 | 0 | 0 | 0 | 0 | 0 | 0 | 0 | 0 | 0 | 0
|  |  | 36 | Kheswa | 1205500 | 0 | 0 | 0 | 0 | 0 | 0 | 0 | 0 | 0 | 0 | 1 | 1 | 1 | 1
|  |  |  | Sub-Total |  | 0 | 0 | 0 | 0 | 0 | 0 | 0 | 0 | 0 | 0 | 1 | 1 | 1 | 1
|  |  | 37 | Jagadih(Purana Tola) | 1205900 | 0 | 0 | 0 | 0 | 0 | 0 | 0 | 0 | 0 | 0 | 0 | 0 | 0 | 0
|  |  |  | Heth Tola |  | 0 | 0 | 0 | 0 | 0 | 0 | 0 | 0 | 0 | 0 | 0 | 0 | 0 | 0
|  |  |  | Sub-Total |  | 0 | 0 | 0 | 0 | 0 | 0 | 0 | 0 | 0 | 0 | 0 | 0 | 0 | 0
|  |  | 38 | Baredih(Niche) | 1206000 | 0 | 0 | 0 | 0 | 0 | 0 | 0 | 0 | 0 | 0 | 1 | 1 | 1 | 1
|  |  |  | Uper |  | 0 | 0 | 0 | 0 | 0 | 0 | 0 | 0 | 0 | 0 | 0 | 0 | 0 | 0
|  |  |  | Sub-Total |  | 0 | 0 | 0 | 0 | 0 | 0 | 0 | 0 | 0 | 0 | 1 | 1 | 1 | 1
|  |  | 39 | Badiya(Uper Muslim Tola) | 1206300 | 0 | 0 | 0 | 0 | 0 | 0 | 0 | 0 | 0 | 0 | 0 | 0 | 0 | 0
|  |  |  | Down Muslime Tola |  | 0 | 0 | 0 | 0 | 0 | 0 | 0 | 0 | 0 | 0 | 0 | 0 | 0 | 0
|  |  |  | Manjhi Tola |  | 5 | 2.5 | 0 | 0 | 0 | 0 | 0 | 0 | 0 | 0 | 0 | 0 | 5 | 2.5
|  |  |  | Masjid Tola |  | 0 | 0 | 0 | 0 | 0 | 0 | 0 | 0 | 0 | 0 | 0 | 0 | 0 | 0
|  |  |  | Sub-Total |  | 5 | 2.5 | 0 | 0 | 0 | 0 | 0 | 0 | 0 | 0 | 0 | 0 | 5 | 2.5
|  |  | 40 | Harni | 1206400 | 0 | 0 | 0 | 0 | 0 | 0 | 0 | 0 | 0 | 0 | 0 | 0 | 0 | 0
|  |  |  | Ghatwal |  | 0 | 0 | 0 | 0 | 0 | 0 | 0 | 0 | 0 | 0 | 0 | 0 | 0 | 0
|  |  |  | Yadav |  | 0 | 0 | 0 | 0 | 0 | 0 | 0 | 0 | 0 | 0 | 0 | 0 | 0 | 0
|  |  |  | Sub-Total |  | 0 | 0 | 0 | 0 | 0 | 0 | 0 | 0 | 0 | 0 | 0 | 0 | 0 | 0
|  |  | 41 | Nawadih | 1206500 | 0 | 0 | 44 | 1.76 | 0 | 0 | 0 | 0 | 0 | 0 | 0 | 0 | 44 | 1.76
|  |  |  | Sub-Total |  | 0 | 0 | 44 | 1.76 | 0 | 0 | 0 | 0 | 0 | 0 | 0 | 0 | 44 | 1.76
|  |  | 42 | Tekra | 1207100 | 0 | 0 | 0 | 0 | 0 | 0 | 0 | 0 | 0 | 0 | 0 | 0 | 0 | 0
|  |  |  | Masjid Tola |  | 0 | 0 | 0 | 0 | 0 | 0 | 0 | 0 | 0 | 0 | 4 | 4 | 4 | 4
|  |  |  | Baghnatola |  | 196 | 98 | 0 | 0 | 0 | 0 | 0 | 0 | 0 | 0 | 0 | 0 | 196 | 98
|  |  |  | Harijan Tola |  | 0 | 0 | 0 | 0 | 0 | 0 | 0 | 0 | 0 | 0 | 0 | 0 | 0 | 0
|  |  |  | Mohali Tola |  | 0 | 0 | 0 | 0 | 0 | 0 | 0 | 0 | 0 | 0 | 0 | 0 | 0 | 0
|  |  |  | Sub-Total |  | 196 | 98 | 0 | 0 | 0 | 0 | 0 | 0 | 0 | 0 | 4 | 4 | 200 | 102
|  |  | 43 | Upar Bilriya | 1207200 | 0 | 0 | 0 | 0 | 0 | 0 | 0 | 0 | 0 | 0 | 1 | 1 | 1 | 1
|  |  |  | Pandaniya-Tolla |  | 0 | 0 | 0 | 0 | 0 | 0 | 0 | 0 | 0 | 0 | 0 | 0 | 0 | 0
|  |  |  | Tandpae Tola |  | 0 | 0 | 0 | 0 | 0 | 0 | 0 | 0 | 0 | 0 | 2 | 2 | 2 | 2
|  |  |  | Raut Tola Nichy |  | 0 | 0 | 0 | 0 | 0 | 0 | 0 | 0 | 0 | 0 | 0 | 0 | 0 | 0
|  |  |  | Jarlahi Tolla |  | 0 | 0 | 0 | 0 | 0 | 0 | 0 | 0 | 0 | 0 | 1 | 1 | 1 | 1
|  |  |  | Sub-Total |  | 0 | 0 | 0 | 0 | 0 | 0 | 0 | 0 | 0 | 0 | 4 | 4 | 4 | 4
|  |  | 44 | Gashuwa | 1207500 | 0 | 0 | 0 | 0 | 0 | 0 | 0 | 0 | 0 | 0 | 0 | 0 | 0 | 0
|  |  |  | Sub-Total |  | 0 | 0 | 0 | 0 | 0 | 0 | 0 | 0 | 0 | 0 | 0 | 0 | 0 | 0
|  |  | 45 | Majhidih | 1207800 | 0 | 0 | 0 | 0 | 0 | 0 | 0 | 0 | 0 | 0 | 0 | 0 | 0 | 0
|  |  |  | Sub-Total |  | 0 | 0 | 0 | 0 | 0 | 0 | 0 | 0 | 0 | 0 | 0 | 0 | 0 | 0
|  |  | 46 | Thengadih | 1207900 | 0 | 0 | 0 | 0 | 0 | 0 | 0 | 0 | 0 | 0 | 1 | 1 | 1 | 1
|  |  |  | Rawani Tola |  | 0 | 0 | 0 | 0 | 0 | 0 | 0 | 0 | 0 | 0 | 1 | 1 | 1 | 1
|  |  |  | Harijan Tola |  | 0 | 0 | 0 | 0 | 0 | 0 | 0 | 0 | 0 | 0 | 1 | 1 | 1 | 1
|  |  |  | Mandal Tola |  | 0 | 0 | 0 | 0 | 0 | 0 | 0 | 0 | 0 | 0 | 1 | 1 | 1 | 1
|  |  |  | Sub-Total |  | 0 | 0 | 0 | 0 | 0 | 0 | 0 | 0 | 0 | 0 | 4 | 4 | 4 | 4
|  |  | 47 | Baskupi(Dom Tola) | 1209900 | 4 | 2 | 0 | 0 | 0 | 0 | 0 | 0 | 0 | 0 | 1 | 1 | 5 | 3
|  |  |  | Mandal Tola |  | 0 | 0 | 0 | 0 | 0 | 0 | 0 | 0 | 0 | 0 | 9 | 9 | 9 | 9
|  |  |  | Santhal Tola |  | 0 | 0 | 0 | 0 | 0 | 0 | 0 | 0 | 0 | 0 | 0 | 0 | 0 | 0
|  |  |  | Mahato Tola 1 |  | 0 | 0 | 0 | 0 | 0 | 0 | 0 | 0 | 0 | 0 | 1 | 1 | 1 | 1
|  |  |  | Mahato Tola 2 |  | 0 | 0 | 0 | 0 | 0 | 0 | 0 | 0 | 0 | 0 | 0 | 0 | 0 | 0
|  |  |  | Ghatmal |  | 0 | 0 | 0 | 0 | 0 | 0 | 0 | 0 | 0 | 0 | 0 | 0 | 0 | 0
|  |  |  | Sub-Total |  | 4 | 2 | 0 | 0 | 0 | 0 | 0 | 0 | 0 | 0 | 11 | 11 | 15 | 13
|  |  | 48 | Kalibandh | 1210000 | 0 | 0 | 0 | 0 | 0 | 0 | 0 | 0 | 0 | 0 | 0 | 0 | 0 | 0
|  |  |  | Down Kalibandh |  | 0 | 0 | 0 | 0 | 0 | 0 | 0 | 0 | 0 | 0 | 0 | 0 | 0 | 0
|  |  |  | Sub-Total |  | 0 | 0 | 0 | 0 | 0 | 0 | 0 | 0 | 0 | 0 | 0 | 0 | 0 | 0
|  |  | 49 | Karhiya( Muslim Tola | 1210400 | 0 | 0 | 0 | 0 | 0 | 0 | 0 | 0 | 0 | 0 | 0 | 0 | 0 | 0
|  |  |  | Ragda Tola |  | 0 | 0 | 0 | 0 | 0 | 0 | 0 | 0 | 0 | 0 | 0 | 0 | 0 | 0
|  |  |  | Masjid Tola |  | 0 | 0 | 0 | 0 | 0 | 0 | 0 | 0 | 0 | 0 | 0 | 0 | 0 | 0
|  |  |  | Adivasi Tola |  | 0 | 0 | 0 | 0 | 0 | 0 | 0 | 0 | 0 | 0 | 0 | 0 | 0 | 0
|  |  |  | Sub-Total |  | 0 | 0 | 0 | 0 | 0 | 0 | 0 | 0 | 0 | 0 | 0 | 0 | 0 | 0
|  |  | 50 | Burhshari(Ghatlar Tola) | 1210500 | 0 | 0 | 0 | 0 | 0 | 0 | 0 | 0 | 0 | 0 | 1 | 1 | 1 | 1
|  |  |  | Patlal Jhyr |  | 0 | 0 | 0 | 0 | 0 | 0 | 0 | 0 | 0 | 0 | 0 | 0 | 0 | 0
|  |  |  | Sub-Total |  | 0 | 0 | 0 | 0 | 0 | 0 | 0 | 0 | 0 | 0 | 1 | 1 | 1 | 1
|  |  | 51 | Kendbariya(Rajput Niche Tola | 1212700 | 0 | 0 | 0 | 0 | 0 | 0 | 0 | 0 | 0 | 0 | 0 | 0 | 0 | 0
|  |  |  | Rajput Uper Tola |  | 0 | 0 | 0 | 0 | 0 | 0 | 0 | 0 | 0 | 0 | 0 | 0 | 0 | 0
|  |  |  | Pandit Tola |  | 0 | 0 | 0 | 0 | 0 | 0 | 0 | 0 | 0 | 0 | 0 | 0 | 0 | 0
|  |  |  | Harijan Tola |  | 0 | 0 | 0 | 0 | 0 | 0 | 0 | 0 | 0 | 0 | 0 | 0 | 0 | 0
|  |  |  | Sub-Total |  | 0 | 0 | 0 | 0 | 0 | 0 | 0 | 0 | 0 | 0 | 0 | 0 | 0 | 0
|  |  | 52 | Siriyan | 1213500 | 0 | 0 | 0 | 0 | 0 | 0 | 0 | 0 | 0 | 0 | 2 | 2 | 2 | 2
|  |  |  | Harijan Tola |  | 0 | 0 | 0 | 0 | 0 | 0 | 0 | 0 | 0 | 0 | 0 | 0 | 0 | 0
|  |  |  | Nawadih |  | 24 | 12 | 0 | 0 | 0 | 0 | 0 | 0 | 0 | 0 | 0 | 0 | 24 | 12
|  |  |  | Sub-Total |  | 24 | 12 | 0 | 0 | 0 | 0 | 0 | 0 | 0 | 0 | 2 | 2 | 26 | 14
|  |  | 53 | Rana | 1213600 | 0 | 0 | 0 | 0 | 0 | 0 | 0 | 0 | 0 | 0 | 1 | 1 | 1 | 1
|  |  |  | Sub-Total |  | 0 | 0 | 0 | 0 | 0 | 0 | 0 | 0 | 0 | 0 | 1 | 1 | 1 | 1
|  |  | 54 | Kamal Kardih | 1213700 | 0 | 0 | 0 | 0 | 0 | 0 | 0 | 0 | 0 | 0 | 4 | 4 | 4 | 4
|  |  |  | Kamal Kardih(Harijan Tola |  | 0 | 0 | 0 | 0 | 0 | 0 | 0 | 0 | 0 | 0 | 0 | 0 | 0 | 0
|  |  |  | Manipur Harijan Tola |  | 0 | 0 | 0 | 0 | 0 | 0 | 0 | 0 | 0 | 0 | 0 | 0 | 0 | 0
|  |  |  | Manipur Adivqasi Tola |  | 0 | 0 | 0 | 0 | 0 | 0 | 0 | 0 | 0 | 0 | 1 | 1 | 1 | 1
|  |  |  | Sub-Total |  | 0 | 0 | 0 | 0 | 0 | 0 | 0 | 0 | 0 | 0 | 5 | 5 | 5 | 5
|  |  | 55 | Chand Chora | 1214400 | 0 | 0 | 0 | 0 | 0 | 0 | 0 | 0 | 0 | 0 | 1 | 1 | 1 | 1
|  |  |  | Sub-Total |  | 0 | 0 | 0 | 0 | 0 | 0 | 0 | 0 | 0 | 0 | 1 | 1 | 1 | 1
|  |  | 56 | Ranidi | 1214500 | 0 | 0 | 0 | 0 | 0 | 0 | 0 | 0 | 0 | 0 | 1 | 1 | 1 | 1
|  |  |  | Ranidih Niche Tola |  | 0 | 0 | 0 | 0 | 0 | 0 | 0 | 0 | 0 | 0 | 1 | 1 | 1 | 1
|  |  |  | Ranidih Uper Tola |  | 0 | 0 | 0 | 0 | 0 | 0 | 0 | 0 | 0 | 0 | 0 | 0 | 0 | 0
|  |  |  | Nawadih |  | 0 | 0 | 0 | 0 | 0 | 0 | 0 | 0 | 0 | 0 | 1 | 1 | 1 | 1
|  |  |  | Baratnnr |  | 0 | 0 | 0 | 0 | 0 | 0 | 0 | 0 | 0 | 0 | 1 | 1 | 1 | 1
|  |  |  | Rajwar Tola |  | 0 | 0 | 0 | 0 | 0 | 0 | 0 | 0 | 0 | 0 | 2 | 2 | 2 | 2
|  |  |  | Sub-Total |  | 0 | 0 | 0 | 0 | 0 | 0 | 0 | 0 | 0 | 0 | 6 | 6 | 6 | 6
|  |  | 57 | Dindakuli | 1214800 | 0 | 0 | 0 | 0 | 0 | 0 | 0 | 0 | 0 | 0 | 2 | 2 | 2 | 2
|  |  |  | Sub-Total |  | 0 | 0 | 0 | 0 | 0 | 0 | 0 | 0 | 0 | 0 | 2 | 2 | 2 | 2
|  |  | 58 | Belakiyari(Niche Tola) | 1214900 | 0 | 0 | 0 | 0 | 0 | 0 | 0 | 0 | 0 | 0 | 6 | 6 | 6 | 6
|  |  |  | Uper Tola |  | 0 | 0 | 0 | 0 | 0 | 0 | 0 | 0 | 0 | 0 | 3 | 3 | 3 | 3
|  |  |  | Harijan Tola |  | 0 | 0 | 0 | 0 | 0 | 0 | 0 | 0 | 0 | 0 | 2 | 2 | 2 | 2
|  |  |  | Sub-Total |  | 0 | 0 | 0 | 0 | 0 | 0 | 0 | 0 | 0 | 0 | 11 | 11 | 11 | 11
|  |  | 59 | Tikaitbandh(Harijan Tola) | 1215400 | 0 | 0 | 0 | 0 | 0 | 0 | 0 | 0 | 0 | 0 | 0 | 0 | 0 | 0
|  |  |  | Bangali Tola |  | 0 | 0 | 0 | 0 | 0 | 0 | 0 | 0 | 0 | 0 | 5 | 5 | 5 | 5
|  |  |  | Sub-Total |  | 0 | 0 | 0 | 0 | 0 | 0 | 0 | 0 | 0 | 0 | 5 | 5 | 5 | 5
|  |  | 60 | Karo(Singh Pada) | 1216100 | 0 | 0 | 0 | 0 | 0 | 0 | 0 | 0 | 0 | 0 | 0 | 0 | 0 | 0
|  |  |  | Singh Pada-2 |  | 0 | 0 | 0 | 0 | 0 | 0 | 0 | 0 | 0 | 0 | 0 | 0 | 0 | 0
|  |  |  | Kumahar Pada |  | 0 | 0 | 0 | 0 | 0 | 0 | 0 | 0 | 0 | 0 | 0 | 0 | 0 | 0
|  |  |  | Hade Pada |  | 0 | 0 | 0 | 0 | 0 | 0 | 0 | 0 | 0 | 0 | 0 | 0 | 0 | 0
|  |  |  | Banerjee Para |  | 0 | 0 | 0 | 0 | 0 | 0 | 0 | 0 | 0 | 0 | 1 | 1 | 1 | 1
|  |  |  | Ray Para |  | 0 | 0 | 0 | 0 | 0 | 0 | 0 | 0 | 0 | 0 | 1 | 1 | 1 | 1
|  |  |  | Sudi Para |  | 0 | 0 | 0 | 0 | 0 | 0 | 0 | 0 | 0 | 0 | 0 | 0 | 0 | 0
|  |  |  | Ray Para-2 |  | 0 | 0 | 0 | 0 | 0 | 0 | 0 | 0 | 0 | 0 | 1 | 1 | 1 | 1
|  |  |  | Pathora Tola |  | 0 | 0 | 0 | 0 | 0 | 0 | 0 | 0 | 0 | 0 | 1 | 1 | 1 | 1
|  |  |  | Dey Para |  | 0 | 0 | 0 | 0 | 0 | 0 | 0 | 0 | 0 | 0 | 1 | 1 | 1 | 1
|  |  |  | Mishra Para |  | 0 | 0 | 0 | 0 | 0 | 0 | 0 | 0 | 0 | 0 | 0 | 0 | 0 | 0
|  |  |  | Jha Tola |  | 0 | 0 | 0 | 0 | 0 | 0 | 0 | 0 | 0 | 0 | 1 | 1 | 1 | 1
|  |  |  | Das Para |  | 0 | 0 | 0 | 0 | 0 | 0 | 0 | 0 | 0 | 0 | 0 | 0 | 0 | 0
|  |  |  | Bauri Para |  | 0 | 0 | 0 | 0 | 0 | 0 | 0 | 0 | 0 | 0 | 1 | 1 | 1 | 1
|  |  |  | Chakravorty Para |  | 0 | 0 | 0 | 0 | 0 | 0 | 0 | 0 | 0 | 0 | 0 | 0 | 0 | 0
|  |  |  | Acharjee Para |  | 0 | 0 | 0 | 0 | 0 | 0 | 0 | 0 | 0 | 0 | 1 | 1 | 1 | 1
|  |  |  | Bhaga Para |  | 0 | 0 | 0 | 0 | 0 | 0 | 0 | 0 | 0 | 0 | 0 | 0 | 0 | 0
|  |  |  | Mandal Tola |  | 0 | 0 | 0 | 0 | 0 | 0 | 0 | 0 | 0 | 0 | 1 | 1 | 1 | 1
|  |  |  | Kyat Tola |  | 0 | 0 | 0 | 0 | 0 | 0 | 0 | 0 | 0 | 0 | 0 | 0 | 0 | 0
|  |  |  | Kasast Tola |  | 0 | 0 | 0 | 0 | 0 | 0 | 0 | 0 | 0 | 0 | 1 | 1 | 1 | 1
|  |  |  | Bandh Tola |  | 0 | 0 | 0 | 0 | 0 | 0 | 0 | 0 | 0 | 0 | 1 | 1 | 1 | 1
|  |  |  | Karo |  | 0 | 0 | 0 | 0 | 0 | 0 | 0 | 0 | 0 | 0 | 1 | 1 | 1 | 1
|  |  |  | Dharamraj Tola |  | 0 | 0 | 0 | 0 | 0 | 0 | 0 | 0 | 0 | 0 | 0 | 0 | 0 | 0
|  |  |  | Sub-Total |  | 0 | 0 | 0 | 0 | 0 | 0 | 0 | 0 | 0 | 0 | 12 | 12 | 12 | 12
|  |  | 61 | Saltar(Harijan Tola) | 1216300 | 0 | 0 | 0 | 0 | 0 | 0 | 0 | 0 | 0 | 0 | 2 | 2 | 2 | 2
|  |  |  | Roy Tola |  | 0 | 0 | 0 | 0 | 0 | 0 | 0 | 0 | 0 | 0 | 1 | 1 | 1 | 1
|  |  |  | Goripur Tola |  | 0 | 0 | 0 | 0 | 0 | 0 | 0 | 0 | 0 | 0 | 2 | 2 | 2 | 2
|  |  |  | Sub-Total |  | 0 | 0 | 0 | 0 | 0 | 0 | 0 | 0 | 0 | 0 | 5 | 5 | 5 | 5
|  |  | 62 | Mahulidi(Muslim Tola) | 1216500 | 0 | 0 | 0 | 0 | 0 | 0 | 0 | 0 | 0 | 0 | 0 | 0 | 0 | 0
|  |  |  | Santhal Tola |  | 0 | 0 | 0 | 0 | 0 | 0 | 0 | 0 | 0 | 0 | 0 | 0 | 0 | 0
|  |  |  | Sub-Total |  | 0 | 0 | 0 | 0 | 0 | 0 | 0 | 0 | 0 | 0 | 0 | 0 | 0 | 0
|  |  | 63 | Rampur | 1216600 | 0 | 0 | 0 | 0 | 0 | 0 | 0 | 0 | 0 | 0 | 0 | 0 | 0 | 0
|  |  |  | Sub-Total |  | 0 | 0 | 0 | 0 | 0 | 0 | 0 | 0 | 0 | 0 | 0 | 0 | 0 | 0
|  |  | 64 | Bhatubari(Niche Tola) | 1216800 | 0 | 0 | 0 | 0 | 0 | 0 | 0 | 0 | 0 | 0 | 2 | 2 | 2 | 2
|  |  |  | Uper Tola |  | 0 | 0 | 0 | 0 | 0 | 0 | 0 | 0 | 0 | 0 | 0 | 0 | 0 | 0
|  |  |  | Sub-Total |  | 0 | 0 | 0 | 0 | 0 | 0 | 0 | 0 | 0 | 0 | 2 | 2 | 2 | 2
|  |  | 65 | Tarapur(Harijan Tola) | 1216900 | 0 | 0 | 0 | 0 | 0 | 0 | 0 | 0 | 0 | 0 | 1 | 1 | 1 | 1
|  |  |  | Bhumihar Tola |  | 0 | 0 | 0 | 0 | 0 | 0 | 0 | 0 | 0 | 0 | 3 | 3 | 3 | 3
|  |  |  | Ramani Tola |  | 0 | 0 | 0 | 0 | 0 | 0 | 0 | 0 | 0 | 0 | 1 | 1 | 1 | 1
|  |  |  | Pahariabari Tola |  | 0 | 0 | 0 | 0 | 0 | 0 | 0 | 0 | 0 | 0 | 0 | 0 | 0 | 0
|  |  |  | Sub-Total |  | 0 | 0 | 0 | 0 | 0 | 0 | 0 | 0 | 0 | 0 | 5 | 5 | 5 | 5
|  |  | 66 | Gobindpur(Uper Tola) | 1217600 | 0 | 0 | 0 | 0 | 0 | 0 | 0 | 0 | 0 | 0 | 3 | 3 | 3 | 3
|  |  |  | Niche Tola |  | 0 | 0 | 0 | 0 | 0 | 0 | 0 | 0 | 0 | 0 | 0 | 0 | 0 | 0
|  |  |  | Harijan Tola |  | 0 | 0 | 0 | 0 | 0 | 0 | 0 | 0 | 0 | 0 | 0 | 0 | 0 | 0
|  |  |  | Sub-Total |  | 0 | 0 | 0 | 0 | 0 | 0 | 0 | 0 | 0 | 0 | 3 | 3 | 3 | 3
|  |  |  | BLOCK TOTAL |  | 565 | 282.5 | 44 | 1.76 | 0 | 0 | 0 | 0 | 0 | 0 | 142 | 142 | 751 | 426.26
7 | Sarath | 7 | 1 | Nachania Amba | 1217900 | 20 | 10 | 48 | 1.92 | 0 | 0 | 0 | 0 | 0 | 0 | 3 | 3 | 71 | 15.22
|  |  |  | Nachania Tola |  | 0 | 0 | 7 | 0.28 | 0 | 0 | 0 | 0 | 0 | 0 | 4 | 4 | 11 | 4.37
|  |  |  | Sub - Total |  | 20 | 10 | 55 | 2.2 | 0 | 0 | 0 | 0 | 0 | 0 | 7 | 7 | 82 | 19.58
[6 empty] | 0 | 0 | 0 | 0 |  | 0 |  |  |  | 0 | 0 | 0 | 0 | 0
|  |  | 2 | Nayabandh | 1218000 | 0 | 0 | 0 | 0 | 0 | 0 | 0 | 0 | 0 | 0 | 0 | 0 | 0 | 0
|  |  |  | Sub - Total |  | 0 | 0 | 0 | 0 | 0 | 0 | 0 | 0 | 0 | 0 | 0 | 0 | 0 | 0
[6 empty] | 0 | 0 | 0 | 0 |  | 0 |  |  |  | 0 | 0 | 0 | 0 | 0
|  |  | 3 | Patharda | 1219600 | 0 | 0 | 6 | 0.24 | 0 | 0 | 0 | 0 | 0 | 0 | 0 | 0 | 6 | 0.24
|  |  |  | Tiwari Tola |  | 0 | 0 | 5 | 0.2 | 0 | 0 | 0 | 0 | 0 | 0 | 0 | 0 | 5 | 0.2
|  |  |  | Harijan Tola |  | 0 | 0 | 16 | 0.64 | 0 | 0 | 0 | 0 | 0 | 0 | 0 | 0 | 16 | 0.65
|  |  |  | Pandit Tola |  | 0 | 0 | 9 | 0.36 | 0 | 0 | 0 | 0 | 0 | 0 | 0 | 0 | 9 | 0.37
|  |  |  | Heth Tola |  | 0 | 0 | 0 | 0 | 0 | 0 | 0 | 0 | 0 | 0 | 0 | 0 | 0 | 0
|  |  |  | Sub - Total |  | 0 | 0 | 36 | 1.44 | 0 | 0 | 0 | 0 | 0 | 0 | 0 | 0 | 36 | 1.47
[6 empty] | 0 | 0 | 0 | 0 |  | 0 |  |  |  | 0 | 0 | 0 | 0 | 0
|  |  | 4 | Tangidih | 1220500 | 0 | 0 | 9 | 0.36 | 0 | 0 | 1 | 1 | 0 | 0 | 0 | 0 | 10 | 1.39
|  |  |  | Sub - Total |  | 0 | 0 | 9 | 0.36 | 0 | 0 | 1 | 1 | 0 | 0 | 0 | 0 | 10 | 1.39
[6 empty] | 0 | 0 | 0 | 0 |  | 0 |  |  |  | 0 | 0 | 0 | 0 | 0
|  |  | 5 | Gobarsala | 1220800 | 0 | 0 | 33 | 1.32 | 0 | 0 | 0 | 0 | 0 | 0 | 3 | 3 | 36 | 4.41
|  |  |  | UparTola |  | 0 | 0 | 0 | 0 | 0 | 0 | 0 | 0 | 0 | 0 | 0 | 0 | 0 | 0
|  |  |  | Sub - Total |  | 0 | 0 | 33 | 1.32 | 0 | 0 | 0 | 0 | 0 | 0 | 3 | 3 | 36 | 4.41
[6 empty] | 0 | 0 | 0 | 0 |  | 0 |  |  |  | 0 | 0 | 0 | 0 | 0
|  |  | 6 | Kajri | 1220900 | 0 | 0 | 5 | 0.2 | 0 | 0 | 2 | 2 | 0 | 0 | 0 | 0 | 7 | 2.24
|  |  |  | Sub - Total |  | 0 | 0 | 5 | 0.2 | 0 | 0 | 2 | 2 | 0 | 0 | 0 | 0 | 7 | 2.24
[6 empty] | 0 | 0 | 0 | 0 |  | 0 |  |  |  | 0 | 0 | 0 | 0 | 0
|  |  | 7 | Markata | 1222300 | 0 | 0 | 4 | 0.16 | 0 | 0 | 0 | 0 | 0 | 0 | 2 | 2 | 6 | 2.2
|  |  |  | Sub - Total |  | 0 | 0 | 4 | 0.16 | 0 | 0 | 0 | 0 | 0 | 0 | 2 | 2 | 6 | 2.2
[6 empty] | 0 | 0 | 0 | 0 |  | 0 |  |  |  | 0 | 0 | 0 | 0 | 0
|  |  | 8 | Kuraro | 1222900 | 0 | 0 | 1 | 0.04 | 0 | 0 | 0 | 0 | 0 | 0 | 1 | 1 | 2 | 1.06
|  |  |  | Sub - Total |  | 0 | 0 | 1 | 0.04 | 0 | 0 | 0 | 0 | 0 | 0 | 1 | 1 | 2 | 1.06
[6 empty] | 0 | 0 | 0 | 0 |  | 0 |  |  |  | 0 | 0 | 0 | 0 | 0
|  |  | 9 | Rangamatia | 1223100 | 0 | 0 | 15 | 0.6 | 0 | 0 | 0 | 0 | 0 | 0 | 3 | 3 | 18 | 3.67
|  |  |  | Sub - Total |  | 0 | 0 | 15 | 0.6 | 0 | 0 | 0 | 0 | 0 | 0 | 3 | 3 | 18 | 3.67
[6 empty] | 0 | 0 | 0 | 0 |  | 0 |  |  |  | 0 | 0 | 0 | 0 | 0
|  |  | 10 | Baski | 1223200 | 0 | 0 | 19 | 0.76 | 0 | 0 | 0 | 0 | 0 | 0 | 1 | 1 | 20 | 1.8
|  |  |  | Sub - Total |  | 0 | 0 | 19 | 0.76 | 0 | 0 | 0 | 0 | 0 | 0 | 1 | 1 | 20 | 1.8
[6 empty] | 0 | 0 | 0 | 0 |  | 0 |  |  |  | 0 | 0 | 0 | 0 | 0
|  |  | 11 | Lakhna | 1223300 | 0 | 0 | 9 | 0.36 | 0 | 0 | 0 | 0 | 0 | 0 | 1 | 1 | 10 | 1.39
|  |  |  | Sub - Total |  | 0 | 0 | 9 | 0.36 | 0 | 0 | 0 | 0 | 0 | 0 | 1 | 1 | 10 | 1.39
[6 empty] | 0 | 0 | 0 | 0 |  | 0 |  |  |  | 0 | 0 | 0 | 0 | 0
|  |  | 12 | Lakra | 1223500 | 0 | 0 | 0 | 0 | 0 | 0 | 0 | 0 | 0 | 0 | 0 | 0 | 0 | 0
|  |  |  | Sub - Total |  | 0 | 0 | 0 | 0 | 0 | 0 | 0 | 0 | 0 | 0 | 0 | 0 | 0 | 0
[6 empty] | 0 | 0 | 0 | 0 |  | 0 |  |  |  | 0 | 0 | 0 | 0 | 0
|  |  | 13 | Uparbandhi | 1223600 | 0 | 0 | 0 | 0 | 0 | 0 | 0 | 0 | 0 | 0 | 0 | 0 | 0 | 0
|  |  |  | Sub - Total |  | 0 | 0 | 0 | 0 | 0 | 0 | 0 | 0 | 0 | 0 | 0 | 0 | 0 | 0
[6 empty] | 0 | 0 | 0 | 0 |  | 0 |  |  |  | 0 | 0 | 0 | 0 | 0
|  |  | 14 | Aluara (Roy Tola) | 1223700 | 0 | 0 | 12 | 0.48 | 0 | 0 | 0 | 0 | 0 | 0 | 2 | 2 | 14 | 2.53
|  |  |  | Upar Tola |  | 0 | 0 | 8 | 0.32 | 0 | 0 | 0 | 0 | 0 | 0 | 5 | 5 | 13 | 5.43
|  |  |  | Sub - Total |  | 0 | 0 | 20 | 0.8 | 0 | 0 | 0 | 0 | 0 | 0 | 7 | 7 | 27 | 7.96
[6 empty] | 0 | 0 | 0 | 0 |  | 0 |  |  |  | 0 | 0 | 0 | 0 | 0
|  |  | 15 | Babhan Kund | 1224500 | 0 | 0 | 24 | 0.96 | 0 | 0 | 0 | 0 | 0 | 0 | 6 | 6 | 30 | 7.1
|  |  |  | Sub - Total |  | 0 | 0 | 24 | 0.96 | 0 | 0 | 0 | 0 | 0 | 0 | 6 | 6 | 30 | 7.1
[6 empty] | 0 | 0 | 0 | 0 |  | 0 |  |  |  | 0 | 0 | 0 | 0 | 0
|  |  | 16 | Pichhri Bandh | 1224600 | 0 | 0 | 11 | 0.44 | 0 | 0 | 0 | 0 | 0 | 0 | 0 | 0 | 11 | 0.45
|  |  |  | Sub - Total |  | 0 | 0 | 11 | 0.44 | 0 | 0 | 0 | 0 | 0 | 0 | 0 | 0 | 11 | 0.45
[6 empty] | 0 | 0 | 0 | 0 |  | 0 |  |  |  | 0 | 0 | 0 | 0 | 0
|  |  | 17 | Dumariya | 1224700 | 0 | 0 | 18 | 0.72 | 0 | 0 | 0 | 0 | 0 | 0 | 0 | 0 | 18 | 0.73
|  |  |  | Sub - Total |  | 0 | 0 | 18 | 0.72 | 0 | 0 | 0 | 0 | 0 | 0 | 0 | 0 | 18 | 0.73
[6 empty] | 0 | 0 | 0 | 0 |  | 0 |  |  |  | 0 | 0 | 0 | 0 | 0
|  |  | 18 | Kharwajori | 1225100 | 0 | 0 | 27 | 1.08 | 0 | 0 | 0 | 0 | 0 | 0 | 0 | 0 | 27 | 1.1
|  |  |  | Sub - Total |  | 0 | 0 | 27 | 1.08 | 0 | 0 | 0 | 0 | 0 | 0 | 0 | 0 | 27 | 1.1
[6 empty] | 0 | 0 | 0 | 0 |  | 0 |  |  |  | 0 | 0 | 0 | 0 | 0
|  |  | 19 | Munda Santhal Tola | 1225600 | 79 | 39.5 | 3 | 0.12 | 0 | 0 | 0 | 0 | 0 | 0 | 2 | 2 | 84 | 42.45
|  |  |  | Bania Tola |  | 0 | 0 | 8 | 0.32 | 0 | 0 | 0 | 0 | 0 | 0 | 1 | 1 | 9 | 1.35
|  |  |  | Sub - Total |  | 79 | 39.5 | 11 | 0.44 | 0 | 0 | 0 | 0 | 0 | 0 | 3 | 3 | 93 | 43.8
[6 empty] | 0 | 0 | 0 | 0 |  | 0 |  |  |  | 0 | 0 | 0 | 0 | 0
|  |  | 20 | Majhiladih Muslim Tola Upar | 1226900 | 0 | 0 | 0 | 0 | 0 | 0 | 0 | 0 | 0 | 0 | 0 | 0 | 0 | 0
|  |  |  | Muslim Tola Neche |  | 0 | 0 | 2 | 0.08 | 0 | 0 | 0 | 0 | 0 | 0 | 0 | 0 | 2 | 0.08
|  |  |  | Sub - Total |  | 0 | 0 | 2 | 0.08 | 0 | 0 | 0 | 0 | 0 | 0 | 0 | 0 | 2 | 0.08
[6 empty] | 0 | 0 | 0 | 0 |  | 0 |  |  |  | 0 | 0 | 0 | 0 | 0
|  |  | 21 | Mahtoa | 1227400 | 0 | 0 | 1 | 0.04 | 0 | 0 | 0 | 0 | 0 | 0 | 0 | 0 | 1 | 0.04
|  |  |  | Sub - Total |  | 0 | 0 | 1 | 0.04 | 0 | 0 | 0 | 0 | 0 | 0 | 0 | 0 | 1 | 0.04
[6 empty] | 0 | 0 | 0 | 0 |  | 0 |  |  |  | 0 | 0 | 0 | 0 | 0
|  |  | 22 | Gidhsoli | 1227600 | 0 | 0 | 2 | 0.08 | 0 | 0 | 0 | 0 | 0 | 0 | 0 | 0 | 2 | 0.08
|  |  |  | Sub - Total |  | 0 | 0 | 2 | 0.08 | 0 | 0 | 0 | 0 | 0 | 0 | 0 | 0 | 2 | 0.08
[6 empty] | 0 | 0 | 0 | 0 |  | 0 |  |  |  | 0 | 0 | 0 | 0 | 0
|  |  | 23 | Dhrampur | 1227800 | 0 | 0 | 2 | 0.08 | 0 | 0 | 0 | 0 | 0 | 0 | 1 | 1 | 3 | 1.1
|  |  |  | Sub - Total |  | 0 | 0 | 2 | 0.08 | 0 | 0 | 0 | 0 | 0 | 0 | 1 | 1 | 3 | 1.1
[6 empty] | 0 | 0 | 0 | 0 |  | 0 |  |  |  | 0 | 0 | 0 | 0 | 0
|  |  | 24 | Rohania Chak Uppar Tola | 1227900 | 0 | 0 | 4 | 0.16 | 0 | 0 | 1 | 1 | 0 | 0 | 1 | 1 | 6 | 2.2
|  |  |  | Niche Tola |  | 0 | 0 | 0 | 0 | 0 | 0 | 0 | 0 | 0 | 0 | 0 | 0 | 0 | 0
|  |  |  | Sub - Total |  | 0 | 0 | 4 | 0.16 | 0 | 0 | 1 | 1 | 0 | 0 | 1 | 1 | 6 | 2.2
[6 empty] | 0 | 0 | 0 | 0 |  | 0 |  |  |  | 0 | 0 | 0 | 0 | 0
|  |  | 25 | Dewan Dumariya | 1228200 | 0 | 0 | 0 | 0 | 0 | 0 | 0 | 0 | 0 | 0 | 0 | 0 | 0 | 0
|  |  |  | Muslim Tola |  | 0 | 0 | 0 | 0 | 0 | 0 | 0 | 0 | 0 | 0 | 0 | 0 | 0 | 0
|  |  |  | Sub - Total |  | 0 | 0 | 0 | 0 | 0 | 0 | 0 | 0 | 0 | 0 | 0 | 0 | 0 | 0
[6 empty] | 0 | 0 | 0 | 0 |  | 0 |  |  |  | 0 | 0 | 0 | 0 | 0
|  |  | 26 | Aurajori Verma Tola | 1228400 | 0 | 0 | 4 | 0.16 | 0 | 0 | 0 | 0 | 0 | 0 | 0 | 0 | 4 | 0.16
|  |  |  | Rana Tola |  | 0 | 0 | 1 | 0.04 | 0 | 0 | 0 | 0 | 0 | 0 | 0 | 0 | 1 | 0.04
|  |  |  | Sub - Total |  | 0 | 0 | 5 | 0.2 | 0 | 0 | 0 | 0 | 0 | 0 | 0 | 0 | 5 | 0.2
[6 empty] | 0 | 0 | 0 | 0 |  | 0 |  |  |  | 0 | 0 | 0 | 0 | 0
|  |  | 27 | Maharajganj | 1228600 | 0 | 0 | 0 | 0 | 0 | 0 | 0 | 0 | 0 | 0 | 0 | 0 | 0 | 0
|  |  |  | Sub - Total |  | 0 | 0 | 0 | 0 | 0 | 0 | 0 | 0 | 0 | 0 | 0 | 0 | 0 | 0
[6 empty] | 0 | 0 | 0 | 0 |  | 0 |  |  |  | 0 | 0 | 0 | 0 | 0
|  |  | 28 | Chunardih | 1228700 | 0 | 0 | 13 | 0.52 | 0 | 0 | 0 | 0 | 0 | 0 | 0 | 0 | 13 | 0.53
|  |  |  | Sub - Total |  | 0 | 0 | 13 | 0.52 | 0 | 0 | 0 | 0 | 0 | 0 | 0 | 0 | 13 | 0.53
[6 empty] | 0 | 0 | 0 | 0 |  | 0 |  |  |  | 0 | 0 | 0 | 0 | 0
|  |  | 29 | Chharra | 1228800 | 0 | 0 | 10 | 0.4 | 0 | 0 | 0 | 0 | 0 | 0 | 0 | 0 | 10 | 0.41
|  |  |  | Sub - Total |  | 0 | 0 | 10 | 0.4 | 0 | 0 | 0 | 0 | 0 | 0 | 0 | 0 | 10 | 0.41
[6 empty] | 0 | 0 | 0 | 0 |  | 0 |  |  |  | 0 | 0 | 0 | 0 | 0
|  |  | 30 | Mahdewa | 0 | 0 | 0 | 0 | 0 | 0 | 0 | 0 | 0 | 0 | 0 | 0 | 0 | 0 | 0
|  |  |  | Sub - Total |  | 0 | 0 | 0 | 0 | 0 | 0 | 0 | 0 | 0 | 0 | 0 | 0 | 0 | 0
[6 empty] | 0 | 0 | 0 | 0 |  | 0 |  |  |  | 0 | 0 | 0 | 0 | 0
|  |  | 31 | Khakhra | 1229100 | 0 | 0 | 0 | 0 | 0 | 0 | 0 | 0 | 0 | 0 | 0 | 0 | 0 | 0
|  |  |  | Sub - Total |  | 0 | 0 | 0 | 0 | 0 | 0 | 0 | 0 | 0 | 0 | 0 | 0 | 0 | 0
[6 empty] | 0 | 0 | 0 | 0 |  | 0 |  |  |  | 0 | 0 | 0 | 0 | 0
|  |  | 32 | Banjhta | 1229300 | 0 | 0 | 3 | 0.12 | 0 | 0 | 0 | 0 | 0 | 0 | 0 | 0 | 3 | 0.12
|  |  |  | Jarkani | 0 | 0 | 0 | 0 | 0 | 0 | 0 | 0 | 0 | 0 | 0 | 0 | 0 | 0 | 0
|  |  |  | Sub - Total |  | 0 | 0 | 3 | 0.12 | 0 | 0 | 0 | 0 | 0 | 0 | 0 | 0 | 3 | 0.12
[6 empty] | 0 | 0 | 0 | 0 |  | 0 |  |  |  | 0 | 0 | 0 | 0 | 0
|  |  | 33 | Babhanganwan | 1229500 | 0 | 0 | 0 | 0 | 0 | 0 | 0 | 0 | 0 | 0 | 0 | 0 | 0 | 0
|  |  |  | Tiwari Tola |  | 0 | 0 | 1 | 0.04 | 0 | 0 | 0 | 0 | 0 | 0 | 0 | 0 | 1 | 0.04
|  |  |  | Manjhladih Tola |  | 0 | 0 | 2 | 0.08 | 0 | 0 | 0 | 0 | 0 | 0 | 0 | 0 | 2 | 0.08
|  |  |  | Hethdih Tola |  | 0 | 0 | 77 | 3.08 | 0 | 0 | 0 | 0 | 0 | 0 | 0 | 0 | 77 | 3.14
|  |  |  | Sub - Total |  | 0 | 0 | 80 | 3.2 | 0 | 0 | 0 | 0 | 0 | 0 | 0 | 0 | 80 | 3.26
[6 empty] | 0 | 0 | 0 | 0 |  | 0 |  |  |  | 0 | 0 | 0 | 0 | 0
|  |  | 34 | Taratanr | 1229800 | 0 | 0 | 0 | 0 | 0 | 0 | 0 | 0 | 0 | 0 | 0 | 0 | 0 | 0
|  |  |  | Sub - Total |  | 0 | 0 | 0 | 0 | 0 | 0 | 0 | 0 | 0 | 0 | 0 | 0 | 0 | 0
[6 empty] | 0 | 0 | 0 | 0 |  | 0 |  |  |  | 0 | 0 | 0 | 0 | 0
|  |  | 35 | Rampur | 1229900 | 0 | 0 | 7 | 0.28 | 0 | 0 | 0 | 0 | 0 | 0 | 0 | 0 | 7 | 0.29
|  |  |  | Sub - Total |  | 0 | 0 | 7 | 0.28 | 0 | 0 | 0 | 0 | 0 | 0 | 0 | 0 | 7 | 0.29
[6 empty] | 0 | 0 | 0 | 0 |  | 0 |  |  |  | 0 | 0 | 0 | 0 | 0
|  |  | 36 | Jirulia | 1230000 | 0 | 0 | 28 | 1.12 | 0 | 0 | 0 | 0 | 0 | 0 | 0 | 0 | 28 | 1.14
|  |  |  | Sub - Total |  | 0 | 0 | 28 | 1.12 | 0 | 0 | 0 | 0 | 0 | 0 | 0 | 0 | 28 | 1.14
[6 empty] | 0 | 0 | 0 | 0 |  | 0 |  |  |  | 0 | 0 | 0 | 0 | 0
|  |  | 37 | Dunduadih | 1230200 | 0 | 0 | 15 | 0.6 | 0 | 0 | 0 | 0 | 0 | 0 | 0 | 0 | 15 | 0.61
|  |  |  | Sub - Total |  | 0 | 0 | 15 | 0.6 | 0 | 0 | 0 | 0 | 0 | 0 | 0 | 0 | 15 | 0.61
[6 empty] | 0 | 0 | 0 | 0 |  | 0 |  |  |  | 0 | 0 | 0 | 0 | 0
|  |  | 38 | Belabad | 1230300 | 0 | 0 | 0 | 0 | 0 | 0 | 0 | 0 | 0 | 0 | 0 | 0 | 0 | 0
|  |  |  | Sub - Total |  | 0 | 0 | 0 | 0 | 0 | 0 | 0 | 0 | 0 | 0 | 0 | 0 | 0 | 0
[6 empty] | 0 | 0 | 0 | 0 |  | 0 |  |  |  | 0 | 0 | 0 | 0 | 0
|  |  | 39 | Raniganj | 1230400 | 0 | 0 | 10 | 0.4 | 0 | 0 | 0 | 0 | 0 | 0 | 0 | 0 | 10 | 0.41
|  |  |  | Sub - Total |  | 0 | 0 | 10 | 0.4 | 0 | 0 | 0 | 0 | 0 | 0 | 0 | 0 | 10 | 0.41
[6 empty] | 0 | 0 | 0 | 0 |  | 0 |  |  |  | 0 | 0 | 0 | 0 | 0
|  |  | 40 | Khairbani | 1230500 | 0 | 0 | 14 | 0.56 | 0 | 0 | 0 | 0 | 0 | 0 | 0 | 0 | 14 | 0.57
|  |  |  | Sub - Total |  | 0 | 0 | 14 | 0.56 | 0 | 0 | 0 | 0 | 0 | 0 | 0 | 0 | 14 | 0.57
[6 empty] | 0 | 0 | 0 | 0 |  | 0 |  |  |  | 0 | 0 | 0 | 0 | 0
|  |  | 41 | Sarath | 1230600 | 0 | 0 | 17 | 0.68 | 0 | 0 | 0 | 0 | 0 | 0 | 0 | 0 | 17 | 0.69
|  |  |  | Babri Tola |  | 0 | 0 | 25 | 1 | 0 | 0 | 0 | 0 | 0 | 0 | 0 | 0 | 25 | 1.02
|  |  |  | Mandla Tola |  | 0 | 0 | 13 | 0.52 | 0 | 0 | 0 | 0 | 0 | 0 | 0 | 0 | 13 | 0.53
|  |  |  | Purana Bazar Tola |  | 0 | 0 | 2 | 0.08 | 0 | 0 | 0 | 0 | 0 | 0 | 0 | 0 | 2 | 0.08
|  |  |  | Muslim Tola |  | 0 | 0 | 22 | 0.88 | 0 | 0 | 0 | 0 | 0 | 0 | 0 | 0 | 22 | 0.9
|  |  |  | Harijon Tola |  | 0 | 0 | 8 | 0.32 | 0 | 0 | 0 | 0 | 0 | 0 | 0 | 0 | 8 | 0.33
|  |  |  | Lala Tola |  | 0 | 0 | 0 | 0 | 0 | 0 | 0 | 0 | 0 | 0 | 0 | 0 | 0 | 0
|  |  |  | Brahman Tola |  | 0 | 0 | 2 | 0.08 | 0 | 0 | 0 | 0 | 0 | 0 | 0 | 0 | 2 | 0.08
|  |  |  | Heth Tola |  | 0 | 0 | 1 | 0.04 | 0 | 0 | 0 | 0 | 0 | 0 | 0 | 0 | 1 | 0.04
|  |  |  | Rawat Tola |  | 0 | 0 | 0 | 0 | 0 | 0 | 0 | 0 | 0 | 0 | 0 | 0 | 0 | 0
|  |  |  | Koari Tola |  | 0 | 0 | 1 | 0.04 | 0 | 0 | 0 | 0 | 0 | 0 | 0 | 0 | 1 | 0.04
|  |  |  | Sub - Total |  | 0 | 0 | 91 | 3.64 | 0 | 0 | 0 | 0 | 0 | 0 | 0 | 0 | 91 | 3.71
[6 empty] | 0 | 0 | 0 | 0 |  | 0 |  |  |  | 0 | 0 | 0 | 0 | 0
|  |  | 42 | Basmata | 1230700 | 0 | 0 | 1 | 0.04 | 0 | 0 | 0 | 0 | 0 | 0 | 0 | 0 | 1 | 0.04
|  |  |  | Sub - Total |  | 0 | 0 | 1 | 0.04 | 0 | 0 | 0 | 0 | 0 | 0 | 0 | 0 | 1 | 0.04
[6 empty] | 0 | 0 | 0 | 0 |  | 0 |  |  |  | 0 | 0 | 0 | 0 | 0
|  |  | 43 | Dindakoli | 1231000 | 0 | 0 | 1 | 0.04 | 0 | 0 | 0 | 0 | 0 | 0 | 0 | 0 | 1 | 0.04
|  |  |  | Sub - Total |  | 0 | 0 | 1 | 0.04 | 0 | 0 | 0 | 0 | 0 | 0 | 0 | 0 | 1 | 0.04
[6 empty] | 0 | 0 | 0 | 0 |  | 0 |  |  |  | 0 | 0 | 0 | 0 | 0
|  |  | 44 | Ojhadih | 1231100 | 0 | 0 | 0 | 0 | 0 | 0 | 0 | 0 | 0 | 0 | 0 | 0 | 0 | 0
|  |  |  | Sub - Total |  | 0 | 0 | 0 | 0 | 0 | 0 | 0 | 0 | 0 | 0 | 0 | 0 | 0 | 0
[6 empty] | 0 | 0 | 0 | 0 |  | 0 |  |  |  | 0 | 0 | 0 | 0 | 0
|  |  | 45 | Mahapur | 1231700 | 0 | 0 | 0 | 0 | 0 | 0 | 0 | 0 | 0 | 0 | 0 | 0 | 0 | 0
|  |  |  | Sub - Total |  | 0 | 0 | 0 | 0 | 0 | 0 | 0 | 0 | 0 | 0 | 0 | 0 | 0 | 0
[6 empty] | 0 | 0 | 0 | 0 |  | 0 |  |  |  | 0 | 0 | 0 | 0 | 0
|  |  | 46 | Charakmara (Bhurmihar Tola) | 1231800 | 0 | 0 | 2 | 0.08 | 0 | 0 | 0 | 0 | 0 | 0 | 0 | 0 | 2 | 0.08
|  |  |  | Harijan Tola |  | 0 | 0 | 1 | 0.04 | 0 | 0 | 0 | 0 | 0 | 0 | 0 | 0 | 1 | 0.04
|  |  |  | Rajwar Tola |  | 0 | 0 | 1 | 0.04 | 0 | 0 | 0 | 0 | 0 | 0 | 0 | 0 | 1 | 0.04
|  |  |  | Sub - Total |  | 0 | 0 | 4 | 0.16 | 0 | 0 | 0 | 0 | 0 | 0 | 0 | 0 | 4 | 0.16
[6 empty] | 0 | 0 | 0 | 0 |  | 0 |  |  |  | 0 | 0 | 0 | 0 | 0
|  |  | 47 | Pachhimkanali | 1232000 | 0 | 0 | 0 | 0 | 0 | 0 | 0 | 0 | 0 | 0 | 0 | 0 | 0 | 0
|  |  |  | Sub - Total |  | 0 | 0 | 0 | 0 | 0 | 0 | 0 | 0 | 0 | 0 | 0 | 0 | 0 | 0
[6 empty] | 0 | 0 | 0 | 0 |  | 0 |  |  |  | 0 | 0 | 0 | 0 | 0
|  |  | 48 | Mangnahir | 1232200 | 0 | 0 | 13 | 0.52 | 0 | 0 | 0 | 0 | 0 | 0 | 0 | 0 | 13 | 0.53
|  |  |  | Sub - Total |  | 0 | 0 | 13 | 0.52 | 0 | 0 | 0 | 0 | 0 | 0 | 0 | 0 | 13 | 0.53
[6 empty] | 0 | 0 | 0 | 0 |  | 0 |  |  |  | 0 | 0 | 0 | 0 | 0
|  |  | 49 | Sadharia | 1232300 | 0 | 0 | 10 | 0.4 | 0 | 0 | 0 | 0 | 0 | 0 | 0 | 0 | 10 | 0.41
|  |  |  | Sub - Total |  | 0 | 0 | 10 | 0.4 | 0 | 0 | 0 | 0 | 0 | 0 | 0 | 0 | 10 | 0.41
[6 empty] | 0 | 0 | 0 | 0 |  | 0 |  |  |  | 0 | 0 | 0 | 0 | 0
|  |  | 50 | Lakrakhondha | 1232500 | 0 | 0 | 14 | 0.56 | 0 | 0 | 0 | 0 | 0 | 0 | 0 | 0 | 14 | 0.57
|  |  |  | Sub - Total |  | 0 | 0 | 14 | 0.56 | 0 | 0 | 0 | 0 | 0 | 0 | 0 | 0 | 14 | 0.57
[6 empty] | 0 | 0 | 0 | 0 |  | 0 |  |  |  | 0 | 0 | 0 | 0 | 0
|  |  | 51 | Barmasia | 1232600 | 0 | 0 | 10 | 0.4 | 0 | 0 | 0 | 0 | 0 | 0 | 0 | 0 | 10 | 0.41
|  |  |  | Sub - Total |  | 0 | 0 | 10 | 0.4 | 0 | 0 | 0 | 0 | 0 | 0 | 0 | 0 | 10 | 0.41
[6 empty] | 0 | 0 | 0 | 0 |  | 0 |  |  |  | 0 | 0 | 0 | 0 | 0
|  |  | 52 | Baski | 1232700 | 0 | 0 | 5 | 0.2 | 0 | 0 | 0 | 0 | 0 | 0 | 0 | 0 | 5 | 0.2
|  |  |  | Sub - Total |  | 0 | 0 | 5 | 0.2 | 0 | 0 | 0 | 0 | 0 | 0 | 0 | 0 | 5 | 0.2
[6 empty] | 0 | 0 | 0 | 0 |  | 0 |  |  |  | 0 | 0 | 0 | 0 | 0
|  |  | 53 | Dighri | 1232800 | 0 | 0 | 0 | 0 | 0 | 0 | 0 | 0 | 0 | 0 | 0 | 0 | 0 | 0
|  |  |  | Sub - Total |  | 0 | 0 | 0 | 0 | 0 | 0 | 0 | 0 | 0 | 0 | 0 | 0 | 0 | 0
[6 empty] | 0 | 0 | 0 | 0 |  | 0 |  |  |  | 0 | 0 | 0 | 0 | 0
|  |  | 54 | Gaura | 1234500 | 0 | 0 | 4 | 0.16 | 0 | 0 | 0 | 0 | 0 | 0 | 0 | 0 | 4 | 0.16
|  |  |  | Sub - Total |  | 0 | 0 | 4 | 0.16 | 0 | 0 | 0 | 0 | 0 | 0 | 0 | 0 | 4 | 0.16
[6 empty] | 0 | 0 | 0 | 0 |  | 0 |  |  |  | 0 | 0 | 0 | 0 | 0
|  |  | 55 | Lagwa Harijan Tola | 1234700 | 0 | 0 | 7 | 0.28 | 0 | 0 | 0 | 0 | 0 | 0 | 0 | 0 | 7 | 0.29
|  |  |  | Santhal Tola |  | 0 | 0 | 0 | 0 | 0 | 0 | 0 | 0 | 0 | 0 | 0 | 0 | 0 | 0
|  |  |  | Sub - Total |  | 0 | 0 | 7 | 0.28 | 0 | 0 | 0 | 0 | 0 | 0 | 0 | 0 | 7 | 0.29
[6 empty] | 0 | 0 | 0 | 0 |  | 0 |  |  |  | 0 | 0 | 0 | 0 | 0
|  |  | 56 | Murgabani | 1234800 | 0 | 0 | 4 | 0.16 | 0 | 0 | 0 | 0 | 0 | 0 | 0 | 0 | 4 | 0.16
|  |  |  | Sub - Total |  | 0 | 0 | 4 | 0.16 | 0 | 0 | 0 | 0 | 0 | 0 | 0 | 0 | 4 | 0.16
[6 empty] | 0 | 0 | 0 | 0 |  | 0 |  |  |  | 0 | 0 | 0 | 0 | 0
|  |  | 57 | Noniyatanr | 1234900 | 0 | 0 | 1 | 0.04 | 0 | 0 | 0 | 0 | 0 | 0 | 0 | 0 | 1 | 0.04
|  |  |  | Sub - Total |  | 0 | 0 | 1 | 0.04 | 0 | 0 | 0 | 0 | 0 | 0 | 0 | 0 | 1 | 0.04
[6 empty] | 0 | 0 | 0 | 0 |  | 0 |  |  |  | 0 | 0 | 0 | 0 | 0
|  |  | 58 | Siktiya | 1235000 | 0 | 0 | 2 | 0.08 | 0 | 0 | 0 | 0 | 0 | 0 | 0 | 0 | 2 | 0.08
|  |  |  | Sub - Total |  | 0 | 0 | 2 | 0.08 | 0 | 0 | 0 | 0 | 0 | 0 | 0 | 0 | 2 | 0.08
[6 empty] | 0 | 0 | 0 | 0 |  | 0 |  |  |  | 0 | 0 | 0 | 0 | 0
|  |  | 59 | Bandri Sol | 1235400 | 0 | 0 | 0 | 0 | 0 | 0 | 0 | 0 | 0 | 0 | 0 | 0 | 0 | 0
|  |  |  | Sub - Total |  | 0 | 0 | 0 | 0 | 0 | 0 | 0 | 0 | 0 | 0 | 0 | 0 | 0 | 0
[6 empty] | 0 | 0 | 0 | 0 |  | 0 |  |  |  | 0 | 0 | 0 | 0 | 0
|  |  | 60 | Ambakanali | 1235500 | 0 | 0 | 0 | 0 | 0 | 0 | 0 | 0 | 0 | 0 | 0 | 0 | 0 | 0
|  |  |  | Sub - Total |  | 0 | 0 | 0 | 0 | 0 | 0 | 0 | 0 | 0 | 0 | 0 | 0 | 0 | 0
[6 empty] | 0 | 0 | 0 | 0 |  | 0 |  |  |  | 0 | 0 | 0 | 0 | 0
|  |  | 61 | Pipra sole | 1235800 | 0 | 0 | 7 | 0.28 | 0 | 0 | 0 | 0 | 0 | 0 | 0 | 0 | 7 | 0.29
|  |  |  | Pipra sole Tola |  | 0 | 0 | 0 | 0 | 0 | 0 | 0 | 0 | 0 | 0 | 0 | 0 | 0 | 0
|  |  |  | Sub - Total |  | 0 | 0 | 7 | 0.28 | 0 | 0 | 0 | 0 | 0 | 0 | 0 | 0 | 7 | 0.29
[6 empty] | 0 | 0 | 0 | 0 |  | 0 |  |  |  | 0 | 0 | 0 | 0 | 0
|  |  | 62 | Khamar | 1235900 | 0 | 0 | 0 | 0 | 0 | 0 | 0 | 0 | 0 | 0 | 0 | 0 | 0 | 0
|  |  |  | Sub - Total |  | 0 | 0 | 0 | 0 | 0 | 0 | 0 | 0 | 0 | 0 | 0 | 0 | 0 | 0
[6 empty] | 0 | 0 | 0 | 0 |  | 0 |  |  |  | 0 | 0 | 0 | 0 | 0
|  |  | 63 | Paharidih | 1236000 | 0 | 0 | 0 | 0 | 0 | 0 | 0 | 0 | 0 | 0 | 0 | 0 | 0 | 0
|  |  |  | Sub - Total |  | 0 | 0 | 0 | 0 | 0 | 0 | 0 | 0 | 0 | 0 | 0 | 0 | 0 | 0
[6 empty] | 0 | 0 | 0 | 0 |  | 0 |  |  |  | 0 | 0 | 0 | 0 | 0
|  |  | 64 | Nagra | 1236200 | 0 | 0 | 0 | 0 | 0 | 0 | 0 | 0 | 0 | 0 | 0 | 0 | 0 | 0
|  |  |  | Sub - Total |  | 0 | 0 | 0 | 0 | 0 | 0 | 0 | 0 | 0 | 0 | 0 | 0 | 0 | 0
[6 empty] | 0 | 0 | 0 | 0 |  | 0 |  |  |  | 0 | 0 | 0 | 0 | 0
|  |  | 65 | Gairbad Gangapur | 1236300 | 0 | 0 | 0 | 0 | 0 | 0 | 0 | 0 | 0 | 0 | 0 | 0 | 0 | 0
|  |  |  | Sub - Total |  | 0 | 0 | 0 | 0 | 0 | 0 | 0 | 0 | 0 | 0 | 0 | 0 | 0 | 0
[6 empty] | 0 | 0 | 0 | 0 |  | 0 |  |  |  | 0 | 0 | 0 | 0 | 0
|  |  | 66 | Kolkiari | 1236400 | 0 | 0 | 0 | 0 | 0 | 0 | 0 | 0 | 0 | 0 | 0 | 0 | 0 | 0
|  |  |  | Sub - Total |  | 0 | 0 | 0 | 0 | 0 | 0 | 0 | 0 | 0 | 0 | 0 | 0 | 0 | 0
[6 empty] | 0 | 0 | 0 | 0 |  | 0 |  |  |  | 0 | 0 | 0 | 0 | 0
|  |  | 67 | Kuwamura | 1236500 | 0 | 0 | 0 | 0 | 0 | 0 | 0 | 0 | 0 | 0 | 0 | 0 | 0 | 0
|  |  |  | Kukrha Tola |  | 0 | 0 | 0 | 0 | 0 | 0 | 0 | 0 | 0 | 0 | 0 | 0 | 0 | 0
|  |  |  | Sub - Total |  | 0 | 0 | 0 | 0 | 0 | 0 | 0 | 0 | 0 | 0 | 0 | 0 | 0 | 0
[6 empty] | 0 | 0 | 0 | 0 |  | 0 |  |  |  | 0 | 0 | 0 | 0 | 0
|  |  | 68 | Kukraha Bangali Tola | 1236700 | 13 | 6.5 | 21 | 0.84 | 0 | 0 | 0 | 0 | 0 | 0 | 2 | 2 | 36 | 9.53
|  |  |  | Rajak Tola |  | 0 | 0 | 29 | 1.16 | 0 | 0 | 0 | 0 | 0 | 0 | 0 | 0 | 29 | 1.18
|  |  |  | Sub - Total |  | 13 | 6.5 | 50 | 2 | 0 | 0 | 0 | 0 | 0 | 0 | 2 | 2 | 65 | 10.71
[6 empty] | 0 | 0 | 0 | 0 |  | 0 |  |  |  | 0 | 0 | 0 | 0 | 0
|  |  | 69 | Sathbehra | 1236800 | 0 | 0 | 0 | 0 | 0 | 0 | 0 | 0 | 0 | 0 | 0 | 0 | 0 | 0
|  |  |  | Sub - Total |  | 0 | 0 | 0 | 0 | 0 | 0 | 0 | 0 | 0 | 0 | 0 | 0 | 0 | 0
[6 empty] | 0 | 0 | 0 | 0 |  | 0 |  |  |  | 0 | 0 | 0 | 0 | 0
|  |  | 70 | Majurgila | 1237200 | 0 | 0 | 0 | 0 | 0 | 0 | 0 | 0 | 0 | 0 | 0 | 0 | 0 | 0
|  |  |  | Sub - Total |  | 0 | 0 | 0 | 0 | 0 | 0 | 0 | 0 | 0 | 0 | 0 | 0 | 0 | 0
[6 empty] | 0 | 0 | 0 | 0 |  | 0 |  |  |  | 0 | 0 | 0 | 0 | 0
|  |  | 71 | Kadma Bhumiar Tola | 1237300 | 0 | 0 | 10 | 0.4 | 0 | 0 | 1 | 1 | 0 | 0 | 1 | 1 | 12 | 2.45
|  |  |  | Upar Rajwar Tola |  | 0 | 0 | 0 | 0 | 0 | 0 | 0 | 0 | 0 | 0 | 0 | 0 | 0 | 0
|  |  |  | Sub - Total |  | 0 | 0 | 10 | 0.4 | 0 | 0 | 1 | 1 | 0 | 0 | 1 | 1 | 12 | 2.45
[6 empty] | 0 | 0 | 0 | 0 |  | 0 |  |  |  | 0 | 0 | 0 | 0 | 0
|  |  | 72 | Ratna | 1237400 | 0 | 0 | 26 | 1.04 | 0 | 0 | 0 | 0 | 0 | 0 | 0 | 0 | 26 | 1.06
|  |  |  | Sub - Total |  | 0 | 0 | 26 | 1.04 | 0 | 0 | 0 | 0 | 0 | 0 | 0 | 0 | 26 | 1.06
[6 empty] | 0 | 0 | 0 | 0 |  | 0 |  |  |  | 0 | 0 | 0 | 0 | 0
|  |  | 73 | Sapha | 1237500 | 0 | 0 | 4 | 0.16 | 0 | 0 | 0 | 0 | 0 | 0 | 0 | 0 | 4 | 0.16
|  |  |  | Sub - Total |  | 0 | 0 | 4 | 0.16 | 0 | 0 | 0 | 0 | 0 | 0 | 0 | 0 | 4 | 0.16
[6 empty] | 0 | 0 | 0 | 0 |  | 0 |  |  |  | 0 | 0 | 0 | 0 | 0
|  |  | 74 | Bankanali | 1237600 | 0 | 0 | 0 | 0 | 0 | 0 | 0 | 0 | 0 | 0 | 0 | 0 | 0 | 0
|  |  |  | Sub - Total |  | 0 | 0 | 0 | 0 | 0 | 0 | 0 | 0 | 0 | 0 | 0 | 0 | 0 | 0
[6 empty] | 0 | 0 | 0 | 0 |  | 0 |  |  |  | 0 | 0 | 0 | 0 | 0
|  |  | 75 | Chhatakurum | 1237700 | 0 | 0 | 0 | 0 | 0 | 0 | 0 | 0 | 0 | 0 | 0 | 0 | 0 | 0
|  |  |  | Sub - Total |  | 0 | 0 | 0 | 0 | 0 | 0 | 0 | 0 | 0 | 0 | 0 | 0 | 0 | 0
[6 empty] | 0 | 0 | 0 | 0 |  | 0 |  |  |  | 0 | 0 | 0 | 0 | 0
|  |  | 76 | Dubchanchar | 1237800 | 0 | 0 | 0 | 0 | 0 | 0 | 0 | 0 | 0 | 0 | 0 | 0 | 0 | 0
|  |  |  | Sub - Total |  | 0 | 0 | 0 | 0 | 0 | 0 | 0 | 0 | 0 | 0 | 0 | 0 | 0 | 0
[6 empty] | 0 | 0 | 0 | 0 |  | 0 |  |  |  | 0 | 0 | 0 | 0 | 0
|  |  | 77 | Bardabra Bangali Tola | 1237900 | 0 | 0 | 2 | 0.08 | 0 | 0 | 0 | 0 | 0 | 0 | 0 | 0 | 2 | 0.08
|  |  |  | Sub - Total |  | 0 | 0 | 2 | 0.08 | 0 | 0 | 0 | 0 | 0 | 0 | 0 | 0 | 2 | 0.08
[6 empty] | 0 | 0 | 0 | 0 |  | 0 |  |  |  | 0 | 0 | 0 | 0 | 0
|  |  | 78 | Chhata Kurum | 1238000 | 0 | 0 | 4 | 0.16 | 0 | 0 | 0 | 0 | 0 | 0 | 1 | 1 | 5 | 1.18
|  |  |  | Sub - Total |  | 0 | 0 | 4 | 0.16 | 0 | 0 | 0 | 0 | 0 | 0 | 1 | 1 | 5 | 1.18
[6 empty] | 0 | 0 | 0 | 0 |  | 0 |  |  |  | 0 | 0 | 0 | 0 | 0
|  |  | 79 | Kalujot | 1238100 | 0 | 0 | 0 | 0 | 0 | 0 | 0 | 0 | 0 | 0 | 0 | 0 | 0 | 0
|  |  |  | Sub - Total |  | 0 | 0 | 0 | 0 | 0 | 0 | 0 | 0 | 0 | 0 | 0 | 0 | 0 | 0
[6 empty] | 0 | 0 | 0 | 0 |  | 0 |  |  |  | 0 | 0 | 0 | 0 | 0
|  |  | 80 | Karma | 1238200 | 0 | 0 | 4 | 0.16 | 0 | 0 | 0 | 0 | 0 | 0 | 1 | 1 | 5 | 1.18
|  |  |  | Sub - Total |  | 0 | 0 | 4 | 0.16 | 0 | 0 | 0 | 0 | 0 | 0 | 1 | 1 | 5 | 1.18
[6 empty] | 0 | 0 | 0 | 0 |  | 0 |  |  |  | 0 | 0 | 0 | 0 | 0
|  |  | 81 | Dhawasol | 1238300 | 0 | 0 | 0 | 0 | 0 | 0 | 0 | 0 | 0 | 0 | 0 | 0 | 0 | 0
|  |  |  | Sub - Total |  | 0 | 0 | 0 | 0 | 0 | 0 | 0 | 0 | 0 | 0 | 0 | 0 | 0 | 0
[6 empty] | 0 | 0 | 0 | 0 |  | 0 |  |  |  | 0 | 0 | 0 | 0 | 0
|  |  | 82 | Parbad | 1238400 | 0 | 0 | 2 | 0.08 | 0 | 0 | 0 | 0 | 0 | 0 | 0 | 0 | 2 | 0.08
|  |  |  | Nimiyatanr Parbad Tola |  | 0 | 0 | 0 | 0 | 0 | 0 | 0 | 0 | 0 | 0 | 0 | 0 | 0 | 0
|  |  |  | Sub - Total |  | 0 | 0 | 2 | 0.08 | 0 | 0 | 0 | 0 | 0 | 0 | 0 | 0 | 2 | 0.08
[6 empty] | 0 | 0 | 0 | 0 |  | 0 |  |  |  | 0 | 0 | 0 | 0 | 0
|  |  | 83 | Pipra | 1238500 | 0 | 0 | 0 | 0 | 0 | 0 | 0 | 0 | 0 | 0 | 0 | 0 | 0 | 0
|  |  |  | Sub - Total |  | 0 | 0 | 0 | 0 | 0 | 0 | 0 | 0 | 0 | 0 | 0 | 0 | 0 | 0
[6 empty] | 0 | 0 | 0 | 0 |  | 0 |  |  |  | 0 | 0 | 0 | 0 | 0
|  |  | 84 | Gajiadih | 1239000 | 0 | 0 | 1 | 0.04 | 0 | 0 | 0 | 0 | 0 | 0 | 0 | 0 | 1 | 0.04
|  |  |  | Gatwar Tola |  | 0 | 0 | 0 | 0 | 0 | 0 | 0 | 0 | 0 | 0 | 0 | 0 | 0 | 0
|  |  |  | Mohli Tola |  | 0 | 0 | 0 | 0 | 0 | 0 | 0 | 0 | 0 | 0 | 0 | 0 | 0 | 0
|  |  |  | Sub - Total |  | 0 | 0 | 1 | 0.04 | 0 | 0 | 0 | 0 | 0 | 0 | 0 | 0 | 1 | 0.04
[6 empty] | 0 | 0 | 0 | 0 |  | 0 |  |  |  | 0 | 0 | 0 | 0 | 0
|  |  | 85 | Tetariatanr | 1239100 | 0 | 0 | 1 | 0.04 | 0 | 0 | 0 | 0 | 0 | 0 | 0 | 0 | 1 | 0.04
|  |  |  | Sub - Total |  | 0 | 0 | 1 | 0.04 | 0 | 0 | 0 | 0 | 0 | 0 | 0 | 0 | 1 | 0.04
[6 empty] | 0 | 0 | 0 | 0 |  | 0 |  |  |  | 0 | 0 | 0 | 0 | 0
|  |  | 86 | Kachua Bank | 1239400 | 0 | 0 | 8 | 0.32 | 0 | 0 | 0 | 0 | 0 | 0 | 0 | 0 | 8 | 0.33
|  |  |  | Sub - Total |  | 0 | 0 | 8 | 0.32 | 0 | 0 | 0 | 0 | 0 | 0 | 0 | 0 | 8 | 0.33
[6 empty] | 0 | 0 | 0 | 0 |  | 0 |  |  |  | 0 | 0 | 0 | 0 | 0
|  |  | 87 | Dhorodumar | 1239500 | 0 | 0 | 0 | 0 | 0 | 0 | 0 | 0 | 0 | 0 | 0 | 0 | 0 | 0
|  |  |  | Sub - Total |  | 0 | 0 | 0 | 0 | 0 | 0 | 0 | 0 | 0 | 0 | 0 | 0 | 0 | 0
[6 empty] | 0 | 0 | 0 | 0 |  | 0 |  |  |  | 0 | 0 | 0 | 0 | 0
|  |  | 88 | Modibandh | 1239600 | 0 | 0 | 1 | 0.04 | 0 | 0 | 0 | 0 | 0 | 0 | 0 | 0 | 1 | 0.04
|  |  |  | Sub - Total |  | 0 | 0 | 1 | 0.04 | 0 | 0 | 0 | 0 | 0 | 0 | 0 | 0 | 1 | 0.04
[6 empty] | 0 | 0 | 0 | 0 |  | 0 |  |  |  | 0 | 0 | 0 | 0 | 0
|  |  | 89 | Phasiabad | 1239700 | 0 | 0 | 4 | 0.16 | 0 | 0 | 0 | 0 | 0 | 0 | 1 | 1 | 5 | 1.18
|  |  |  | Sub - Total |  | 0 | 0 | 4 | 0.16 | 0 | 0 | 0 | 0 | 0 | 0 | 1 | 1 | 5 | 1.18
[6 empty] | 0 | 0 | 0 | 0 |  | 0 |  |  |  | 0 | 0 | 0 | 0 | 0
|  |  | 90 | Gopibandh | 1239900 | 0 | 0 | 19 | 0.76 | 0 | 0 | 0 | 0 | 0 | 0 | 0 | 0 | 19 | 0.78
|  |  |  | Mushar Tola |  | 0 | 0 | 0 | 0 | 0 | 0 | 0 | 0 | 0 | 0 | 0 | 0 | 0 | 0
|  |  |  | Sub - Total |  | 0 | 0 | 19 | 0.76 | 0 | 0 | 0 | 0 | 0 | 0 | 0 | 0 | 19 | 0.78
[6 empty] | 0 | 0 | 0 | 0 |  | 0 |  |  |  | 0 | 0 | 0 | 0 | 0
|  |  | 91 | Mahesliti | 1240300 | 0 | 0 | 2 | 0.08 | 0 | 0 | 0 | 0 | 0 | 0 | 0 | 0 | 2 | 0.08
|  |  |  | Sub - Total |  | 0 | 0 | 2 | 0.08 | 0 | 0 | 0 | 0 | 0 | 0 | 0 | 0 | 2 | 0.08
[6 empty] | 0 | 0 | 0 | 0 |  | 0 |  |  |  | 0 | 0 | 0 | 0 | 0
|  |  | 92 | Belbarana | 1240400 | 0 | 0 | 7 | 0.28 | 0 | 0 | 0 | 0 | 0 | 0 | 0 | 0 | 7 | 0.29
|  |  |  | Sub - Total |  | 0 | 0 | 7 | 0.28 | 0 | 0 | 0 | 0 | 0 | 0 | 0 | 0 | 7 | 0.29
[6 empty] | 0 | 0 | 0 | 0 |  | 0 |  |  |  | 0 | 0 | 0 | 0 | 0
|  |  | 93 | Parbank | 1240500 | 0 | 0 | 1 | 0.04 | 0 | 0 | 0 | 0 | 0 | 0 | 0 | 0 | 1 | 0.04
|  |  |  | Sub - Total |  | 0 | 0 | 1 | 0.04 | 0 | 0 | 0 | 0 | 0 | 0 | 0 | 0 | 1 | 0.04
[6 empty] | 0 | 0 | 0 | 0 |  | 0 |  |  |  | 0 | 0 | 0 | 0 | 0
|  |  | 94 | Kumrabandi | 1240700 | 0 | 0 | 0 | 0 | 0 | 0 | 0 | 0 | 0 | 0 | 0 | 0 | 0 | 0
|  |  |  | Harijan Tola |  | 0 | 0 | 0 | 0 | 0 | 0 | 0 | 0 | 0 | 0 | 0 | 0 | 0 | 0
|  |  |  | Sub - Total |  | 0 | 0 | 0 | 0 | 0 | 0 | 0 | 0 | 0 | 0 | 0 | 0 | 0 | 0
[6 empty] | 0 | 0 | 0 | 0 |  | 0 |  |  |  | 0 | 0 | 0 | 0 | 0
|  |  | 95 | Deoli | 1240800 | 0 | 0 | 3 | 0.12 | 0 | 0 | 0 | 0 | 0 | 0 | 4 | 4 | 7 | 4.2
|  |  |  | Sub - Total |  | 0 | 0 | 3 | 0.12 | 0 | 0 | 0 | 0 | 0 | 0 | 4 | 4 | 7 | 4.2
[6 empty] | 0 | 0 | 0 | 0 |  | 0 |  |  |  | 0 | 0 | 0 | 0 | 0
|  |  | 96 | Jogiatikar | 1240900 | 0 | 0 | 1 | 0.04 | 0 | 0 | 0 | 0 | 0 | 0 | 0 | 0 | 1 | 0.04
|  |  |  | Sub - Total |  | 0 | 0 | 1 | 0.04 | 0 | 0 | 0 | 0 | 0 | 0 | 0 | 0 | 1 | 0.04
[6 empty] | 0 | 0 | 0 | 0 |  | 0 |  |  |  | 0 | 0 | 0 | 0 | 0
|  |  | 97 | Sabaijor | 1241000 | 0 | 0 | 11 | 0.44 | 0 | 0 | 0 | 0 | 0 | 0 | 0 | 0 | 11 | 0.45
|  |  |  | Muslim Tola |  | 44 | 22 | 14 | 0.56 | 0 | 0 | 2 | 2 | 0 | 0 | 11 | 11 | 71 | 36.27
|  |  |  | Sub - Total |  | 44 | 22 | 25 | 1 | 0 | 0 | 2 | 2 | 0 | 0 | 11 | 11 | 82 | 36.72
[6 empty] | 0 | 0 | 0 | 0 |  | 0 |  |  |  | 0 | 0 | 0 | 0 | 0
|  |  | 98 | Chak Jamuabahal | 1241100 | 0 | 0 | 0 | 0 | 0 | 0 | 0 | 0 | 0 | 0 | 0 | 0 | 0 | 0
|  |  |  | Sub - Total |  | 0 | 0 | 0 | 0 | 0 | 0 | 0 | 0 | 0 | 0 | 0 | 0 | 0 | 0
[6 empty] | 0 | 0 | 0 | 0 |  | 0 |  |  |  | 0 | 0 | 0 | 0 | 0
|  |  | 99 | Koldih | 1241500 | 0 | 0 | 3 | 0.12 | 0 | 0 | 0 | 0 | 0 | 0 | 0 | 0 | 3 | 0.12
|  |  |  | Sub - Total |  | 0 | 0 | 3 | 0.12 | 0 | 0 | 0 | 0 | 0 | 0 | 0 | 0 | 3 | 0.12
[6 empty] | 0 | 0 | 0 | 0 |  | 0 |  |  |  | 0 | 0 | 0 | 0 | 0
|  |  | 100 | Birjamun | 1242100 | 36 | 18 | 50 | 2 | 0 | 0 | 0 | 0 | 0 | 0 | 5 | 5 | 91 | 25.5
|  |  |  | Mandal Tola | 0 | 0 | 0 | 0 | 0 | 0 | 0 | 0 | 0 | 0 | 0 | 0 | 0 | 0 | 0
|  |  |  | Sub - Total |  | 36 | 18 | 50 | 2 | 0 | 0 | 0 | 0 | 0 | 0 | 5 | 5 | 91 | 25.5
[6 empty] | 0 | 0 | 0 | 0 |  | 0 |  |  |  | 0 | 0 | 0 | 0 | 0
|  |  | 101 | Nagro Rana/Barhai Tola | 1242200 | 9 | 4.5 | 6 | 0.24 | 0 | 0 | 0 | 0 | 0 | 0 | 2 | 2 | 17 | 6.87
|  |  |  | Panchrukhi / Mahta Tola | 0 | 0 | 0 | 0 | 0 | 0 | 0 | 0 | 0 | 0 | 0 | 0 | 0 | 0 | 0
|  |  |  | Harijan Tola | 0 | 26 | 13 | 16 | 0.64 | 0 | 0 | 0 | 0 | 0 | 0 | 1 | 1 | 43 | 14.93
|  |  |  | Yadav Tola | 0 | 0 | 0 | 0 | 0 | 0 | 0 | 0 | 0 | 0 | 0 | 0 | 0 | 0 | 0
|  |  |  | Upar Tola | 0 | 0 | 0 | 0 | 0 | 0 | 0 | 0 | 0 | 0 | 0 | 0 | 0 | 0 | 0
|  |  |  | Tartanr tola | 0 | 0 | 0 | 0 | 0 | 0 | 0 | 0 | 0 | 0 | 0 | 0 | 0 | 0 | 0
|  |  |  | Gorwadih Tola | 0 | 0 | 0 | 4 | 0.16 | 0 | 0 | 0 | 0 | 0 | 0 | 0 | 0 | 4 | 0.16
|  |  |  | Sub - Total |  | 35 | 17.5 | 26 | 1.04 | 0 | 0 | 0 | 0 | 0 | 0 | 3 | 3 | 64 | 21.97
[6 empty] | 0 | 0 | 0 | 0 |  | 0 |  |  |  | 0 | 0 | 0 | 0 | 0
|  |  | 102 | Domohani | 1242300 | 0 | 0 | 0 | 0 | 0 | 0 | 0 | 0 | 0 | 0 | 0 | 0 | 0 | 0
|  |  |  | Sub - Total |  | 0 | 0 | 0 | 0 | 0 | 0 | 0 | 0 | 0 | 0 | 0 | 0 | 0 | 0
[6 empty] | 0 | 0 | 0 | 0 |  | 0 |  |  |  | 0 | 0 | 0 | 0 | 0
|  |  | 103 | Pirthibandh | 1242600 | 0 | 0 | 12 | 0.48 | 0 | 0 | 0 | 0 | 0 | 0 | 0 | 0 | 12 | 0.49
|  |  |  | Sub - Total |  | 0 | 0 | 12 | 0.48 | 0 | 0 | 0 | 0 | 0 | 0 | 0 | 0 | 12 | 0.49
[6 empty] | 0 | 0 | 0 | 0 |  | 0 |  |  |  | 0 | 0 | 0 | 0 | 0
|  |  | 104 | Darpa | 1242800 | 0 | 0 | 5 | 0.2 | 0 | 0 | 0 | 0 | 0 | 0 | 0 | 0 | 5 | 0.2
|  |  |  | Sub - Total |  | 0 | 0 | 5 | 0.2 | 0 | 0 | 0 | 0 | 0 | 0 | 0 | 0 | 5 | 0.2
[6 empty] | 0 | 0 | 0 | 0 |  | 0 |  |  |  | 0 | 0 | 0 | 0 | 0
|  |  | 105 | Angaro | 1242900 | 0 | 0 | 0 | 0 | 0 | 0 | 2 | 2 | 0 | 0 | 0 | 0 | 2 | 2.04
|  |  |  | Sub - Total |  | 0 | 0 | 0 | 0 | 0 | 0 | 2 | 2 | 0 | 0 | 0 | 0 | 2 | 2.04
[6 empty] | 0 | 0 | 0 | 0 |  | 0 |  |  |  | 0 | 0 | 0 | 0 | 0
|  |  | 106 | Haripur | 1243000 | 0 | 0 | 3 | 0.12 | 0 | 0 | 0 | 0 | 0 | 0 | 0 | 0 | 3 | 0.12
|  |  |  | Sub - Total |  | 0 | 0 | 3 | 0.12 | 0 | 0 | 0 | 0 | 0 | 0 | 0 | 0 | 3 | 0.12
[6 empty] | 0 | 0 | 0 | 0 |  | 0 |  |  |  | 0 | 0 | 0 | 0 | 0
|  |  | 107 | Rajaraidih | 1243100 | 0 | 0 | 11 | 0.44 | 0 | 0 | 0 | 0 | 0 | 0 | 0 | 0 | 11 | 0.45
|  |  |  | Sub - Total |  | 0 | 0 | 11 | 0.44 | 0 | 0 | 0 | 0 | 0 | 0 | 0 | 0 | 11 | 0.45
[6 empty] | 0 | 0 | 0 | 0 |  | 0 |  |  |  | 0 | 0 | 0 | 0 | 0
|  |  | 108 | Phulduba | 1243200 | 0 | 0 | 3 | 0.12 | 0 | 0 | 0 | 0 | 0 | 0 | 0 | 0 | 3 | 0.12
|  |  |  | Sub - Total |  | 0 | 0 | 3 | 0.12 | 0 | 0 | 0 | 0 | 0 | 0 | 0 | 0 | 3 | 0.12
[6 empty] | 0 | 0 | 0 | 0 |  | 0 |  |  |  | 0 | 0 | 0 | 0 | 0
|  |  | 109 | Pindari Upar Pindari | 1243300 | 0 | 0 | 14 | 0.56 | 0 | 0 | 0 | 0 | 0 | 0 | 0 | 0 | 14 | 0.57
|  |  |  | Niche Pindari |  | 40 | 20 | 37 | 1.48 | 0 | 0 | 0 | 0 | 0 | 0 | 2 | 2 | 79 | 23.95
|  |  |  | Sub - Total |  | 40 | 20 | 51 | 2.04 | 0 | 0 | 0 | 0 | 0 | 0 | 2 | 2 | 93 | 24.52
[6 empty] | 0 | 0 | 0 | 0 |  | 0 |  |  |  | 0 | 0 | 0 | 0 | 0
|  |  | 110 | Kapsa | 1243400 | 0 | 0 | 9 | 0.36 | 0 | 0 | 0 | 0 | 0 | 0 | 0 | 0 | 9 | 0.37
|  |  |  | Sub - Total |  | 0 | 0 | 9 | 0.36 | 0 | 0 | 0 | 0 | 0 | 0 | 0 | 0 | 9 | 0.37
[6 empty] | 0 | 0 | 0 | 0 |  | 0 |  |  |  | 0 | 0 | 0 | 0 | 0
|  |  | 111 | Sukhjora | 1243800 | 0 | 0 | 8 | 0.32 | 0 | 0 | 0 | 0 | 0 | 0 | 0 | 0 | 8 | 0.33
|  |  |  | Yadav Tola |  | 0 | 0 | 1 | 0.04 | 0 | 0 | 0 | 0 | 0 | 0 | 0 | 0 | 1 | 0.04
|  |  |  | Mandal Tola |  | 0 | 0 | 13 | 0.52 | 0 | 0 | 0 | 0 | 0 | 0 | 0 | 0 | 13 | 0.53
|  |  |  | Sub - Total |  | 0 | 0 | 22 | 0.88 | 0 | 0 | 0 | 0 | 0 | 0 | 0 | 0 | 22 | 0.9
[6 empty] | 0 | 0 | 0 | 0 |  | 0 |  |  |  | 0 | 0 | 0 | 0 | 0
|  |  | 112 | Bhathariya | 1243900 | 0 | 0 | 2 | 0.08 | 0 | 0 | 0 | 0 | 0 | 0 | 0 | 0 | 2 | 0.08
|  |  |  | Sub - Total |  | 0 | 0 | 2 | 0.08 | 0 | 0 | 0 | 0 | 0 | 0 | 0 | 0 | 2 | 0.08
[6 empty] | 0 | 0 | 0 | 0 |  | 0 |  |  |  | 0 | 0 | 0 | 0 | 0
|  |  | 113 | Khaira | 1244000 | 0 | 0 | 4 | 0.16 | 0 | 0 | 0 | 0 | 0 | 0 | 0 | 0 | 4 | 0.16
|  |  |  | Sub - Total |  | 0 | 0 | 4 | 0.16 | 0 | 0 | 0 | 0 | 0 | 0 | 0 | 0 | 4 | 0.16
[6 empty] | 0 | 0 | 0 | 0 |  | 0 |  |  |  | 0 | 0 | 0 | 0 | 0
|  |  | 114 | Rampur | 1244300 | 0 | 0 | 5 | 0.2 | 0 | 0 | 0 | 0 | 0 | 0 | 0 | 0 | 5 | 0.2
|  |  |  | Sub - Total |  | 0 | 0 | 5 | 0.2 | 0 | 0 | 0 | 0 | 0 | 0 | 0 | 0 | 5 | 0.2
[6 empty] | 0 | 0 | 0 | 0 |  | 0 |  |  |  | 0 | 0 | 0 | 0 | 0
|  |  | 115 | Baghdabra Neche Tola | 1244400 | 0 | 0 | 6 | 0.24 | 0 | 0 | 0 | 0 | 0 | 0 | 0 | 0 | 6 | 0.24
|  |  |  | Sub - Total |  | 0 | 0 | 6 | 0.24 | 0 | 0 | 0 | 0 | 0 | 0 | 0 | 0 | 6 | 0.24
[6 empty] | 0 | 0 | 0 | 0 |  | 0 |  |  |  | 0 | 0 | 0 | 0 | 0
|  |  | 116 | Babhandiha | 1244500 | 0 | 0 | 0 | 0 | 0 | 0 | 0 | 0 | 0 | 0 | 3 | 3 | 3 | 3.06
|  |  |  | Sub - Total |  | 0 | 0 | 0 | 0 | 0 | 0 | 0 | 0 | 0 | 0 | 3 | 3 | 3 | 3.06
[6 empty] | 0 | 0 | 0 | 0 |  | 0 |  |  |  | 0 | 0 | 0 | 0 | 0
|  |  | 117 | Baratanr | 1244700 | 0 | 0 | 3 | 0.12 | 0 | 0 | 0 | 0 | 0 | 0 | 0 | 0 | 3 | 0.12
|  |  |  | Sub - Total |  | 0 | 0 | 3 | 0.12 | 0 | 0 | 0 | 0 | 0 | 0 | 0 | 0 | 3 | 0.12
[6 empty] | 0 | 0 | 0 | 0 |  | 0 |  |  |  | 0 | 0 | 0 | 0 | 0
|  |  | 118 | Burwa | 1244800 | 0 | 0 | 32 | 1.28 | 0 | 0 | 0 | 0 | 0 | 0 | 0 | 0 | 32 | 1.31
|  |  |  | Heth Tola |  | 0 | 0 | 0 | 0 | 0 | 0 | 0 | 0 | 0 | 0 | 0 | 0 | 0 | 0
|  |  |  | Pandit Tola |  | 0 | 0 | 0 | 0 | 0 | 0 | 0 | 0 | 0 | 0 | 0 | 0 | 0 | 0
|  |  |  | Sub - Total |  | 0 | 0 | 32 | 1.28 | 0 | 0 | 0 | 0 | 0 | 0 | 0 | 0 | 32 | 1.31
[6 empty] | 0 | 0 | 0 | 0 |  | 0 |  |  |  | 0 | 0 | 0 | 0 | 0
|  |  | 119 | Lodhra | 1244900 | 0 | 0 | 11 | 0.44 | 0 | 0 | 0 | 0 | 0 | 0 | 0 | 0 | 11 | 0.45
|  |  |  | Sub - Total |  | 0 | 0 | 11 | 0.44 | 0 | 0 | 0 | 0 | 0 | 0 | 0 | 0 | 11 | 0.45
[6 empty] | 0 | 0 | 0 | 0 |  | 0 |  |  |  | 0 | 0 | 0 | 0 | 0
|  |  | 120 | Jamuasol Kumhar Tola | 1245100 | 0 | 0 | 4 | 0.16 | 0 | 0 | 0 | 0 | 0 | 0 | 0 | 0 | 4 | 0.16
|  |  |  | Heth Tola |  | 0 | 0 | 4 | 0.16 | 0 | 0 | 0 | 0 | 0 | 0 | 0 | 0 | 4 | 0.16
|  |  |  | Sub - Total |  | 0 | 0 | 8 | 0.32 | 0 | 0 | 0 | 0 | 0 | 0 | 0 | 0 | 8 | 0.33
[6 empty] | 0 | 0 | 0 | 0 |  | 0 |  |  |  | 0 | 0 | 0 | 0 | 0
|  |  | 121 | Goplaraedih | 1245200 | 0 | 0 | 10 | 0.4 | 0 | 0 | 0 | 0 | 0 | 0 | 0 | 0 | 10 | 0.41
|  |  |  | Sub - Total |  | 0 | 0 | 10 | 0.4 | 0 | 0 | 0 | 0 | 0 | 0 | 0 | 0 | 10 | 0.41
[6 empty] | 0 | 0 | 0 | 0 |  | 0 |  |  |  | 0 | 0 | 0 | 0 | 0
|  |  | 122 | Bagdaha | 1245400 | 0 | 0 | 14 | 0.56 | 0 | 0 | 0 | 0 | 0 | 0 | 2 | 2 | 16 | 2.61
|  |  |  | Sub - Total |  | 0 | 0 | 14 | 0.56 | 0 | 0 | 0 | 0 | 0 | 0 | 2 | 2 | 16 | 2.61
[6 empty] | 0 | 0 | 0 | 0 |  | 0 |  |  |  | 0 | 0 | 0 | 0 | 0
|  |  | 123 | Jhagrahi | 1245700 | 0 | 0 | 3 | 0.12 | 0 | 0 | 0 | 0 | 0 | 0 | 2 | 2 | 5 | 2.16
|  |  |  | Sub - Total |  | 0 | 0 | 3 | 0.12 | 0 | 0 | 0 | 0 | 0 | 0 | 2 | 2 | 5 | 2.16
[6 empty] | 0 | 0 | 0 | 0 |  | 0 |  |  |  | 0 | 0 | 0 | 0 | 0
|  |  | 124 | Naya Kharna | 1246300 | 0 | 0 | 25 | 1 | 0 | 0 | 0 | 0 | 0 | 0 | 0 | 0 | 25 | 1.02
|  |  |  | Sub - Total |  | 0 | 0 | 25 | 1 | 0 | 0 | 0 | 0 | 0 | 0 | 0 | 0 | 25 | 1.02
[6 empty] | 0 | 0 | 0 | 0 |  | 0 |  |  |  | 0 | 0 | 0 | 0 | 0
|  |  | 125 | Puranakharna | 1246400 | 0 | 0 | 0 | 0 | 0 | 0 | 0 | 0 | 0 | 0 | 1 | 1 | 1 | 1.02
|  |  |  | Sub - Total |  | 0 | 0 | 0 | 0 | 0 | 0 | 0 | 0 | 0 | 0 | 1 | 1 | 1 | 1.02
[6 empty] | 0 | 0 | 0 | 0 |  | 0 |  |  |  | 0 | 0 | 0 | 0 | 0
|  |  | 126 | Durgapur | 1246500 | 0 | 0 | 0 | 0 | 0 | 0 | 0 | 0 | 0 | 0 | 0 | 0 | 0 | 0
|  |  |  | Sub - Total |  | 0 | 0 | 0 | 0 | 0 | 0 | 0 | 0 | 0 | 0 | 0 | 0 | 0 | 0
[6 empty] | 0 | 0 | 0 | 0 |  | 0 |  |  |  | 0 | 0 | 0 | 0 | 0
|  |  | 127 | Gobindpur | 1246800 | 0 | 0 | 2 | 0.08 | 0 | 0 | 1 | 1 | 0 | 0 | 2 | 2 | 5 | 3.14
|  |  |  | Sub - Total |  | 0 | 0 | 2 | 0.08 | 0 | 0 | 1 | 1 | 0 | 0 | 2 | 2 | 5 | 3.14
[6 empty] | 0 | 0 | 0 | 0 |  | 0 |  |  |  | 0 | 0 | 0 | 0 | 0
|  |  | 128 | Piprasol Mandir Tola | 1246900 | 0 | 0 | 1 | 0.04 | 0 | 0 | 0 | 0 | 0 | 0 | 2 | 2 | 3 | 2.08
|  |  |  | Rana Tola |  | 0 | 0 | 2 | 0.08 | 0 | 0 | 0 | 0 | 0 | 0 | 3 | 3 | 5 | 3.14
|  |  |  | Sub - Total |  | 0 | 0 | 3 | 0.12 | 0 | 0 | 0 | 0 | 0 | 0 | 5 | 5 | 8 | 5.22
[6 empty] | 0 | 0 | 0 | 0 |  | 0 |  |  |  | 0 | 0 | 0 | 0 | 0
|  |  | 129 | Barmasiya | 1247000 | 0 | 0 | 5 | 0.2 | 0 | 0 | 0 | 0 | 0 | 0 | 0 | 0 | 5 | 0.2
|  |  |  | Sub - Total |  | 0 | 0 | 5 | 0.2 | 0 | 0 | 0 | 0 | 0 | 0 | 0 | 0 | 5 | 0.2
[6 empty] | 0 | 0 | 0 | 0 |  | 0 |  |  |  | 0 | 0 | 0 | 0 | 0
|  |  | 130 | Rakhjor Upar Tola | 1247300 | 0 | 0 | 0 | 0 | 0 | 0 | 0 | 0 | 0 | 0 | 0 | 0 | 0 | 0
|  |  |  | Heth Tola |  | 0 | 0 | 0 | 0 | 0 | 0 | 0 | 0 | 0 | 0 | 0 | 0 | 0 | 0
|  |  |  | Sub - Total |  | 0 | 0 | 0 | 0 | 0 | 0 | 0 | 0 | 0 | 0 | 0 | 0 | 0 | 0
[6 empty] | 0 | 0 | 0 | 0 |  | 0 |  |  |  | 0 | 0 | 0 | 0 | 0
|  |  | 131 | Siridangal | 1247900 | 0 | 0 | 8 | 0.32 | 0 | 0 | 1 | 1 | 0 | 0 | 3 | 3 | 12 | 4.41
|  |  |  | Sub - Total |  | 0 | 0 | 8 | 0.32 | 0 | 0 | 1 | 1 | 0 | 0 | 3 | 3 | 12 | 4.41
[6 empty] | 0 | 0 | 0 | 0 |  | 0 |  |  |  | 0 | 0 | 0 | 0 | 0
|  |  | 132 | Lokpur | 1248000 | 0 | 0 | 6 | 0.24 | 0 | 0 | 0 | 0 | 0 | 0 | 0 | 0 | 6 | 0.24
|  |  |  | Sub - Total |  | 0 | 0 | 6 | 0.24 | 0 | 0 | 0 | 0 | 0 | 0 | 0 | 0 | 6 | 0.24
[6 empty] | 0 | 0 | 0 | 0 |  | 0 |  |  |  | 0 | 0 | 0 | 0 | 0
|  |  | 133 | Simla Bar Dangal Tola | 1248100 | 0 | 0 | 0 | 0 | 0 | 0 | 0 | 0 | 0 | 0 | 0 | 0 | 0 | 0
|  |  |  | Harijan Tola |  | 0 | 0 | 0 | 0 | 0 | 0 | 0 | 0 | 0 | 0 | 0 | 0 | 0 | 0
|  |  |  | Bhumar Tola |  | 0 | 0 | 0 | 0 | 0 | 0 | 0 | 0 | 0 | 0 | 0 | 0 | 0 | 0
|  |  |  | Santhal Tola |  | 0 | 0 | 6 | 0.24 | 0 | 0 | 0 | 0 | 0 | 0 | 0 | 0 | 6 | 0.24
|  |  |  | Sub - Total |  | 0 | 0 | 6 | 0.24 | 0 | 0 | 0 | 0 | 0 | 0 | 0 | 0 | 6 | 0.24
[6 empty] | 0 | 0 | 0 | 0 |  | 0 |  |  |  | 0 | 0 | 0 | 0 | 0
|  |  | 134 | Dhawabad | 1248300 | 0 | 0 | 4 | 0.16 | 0 | 0 | 0 | 0 | 0 | 0 | 1 | 1 | 5 | 1.18
|  |  |  | Sub - Total |  | 0 | 0 | 4 | 0.16 | 0 | 0 | 0 | 0 | 0 | 0 | 1 | 1 | 5 | 1.18
[6 empty] | 0 | 0 | 0 | 0 |  | 0 |  |  |  | 0 | 0 | 0 | 0 | 0
|  |  | 135 | Ghordaur | 1248700 | 0 | 0 | 0 | 0 | 0 | 0 | 0 | 0 | 0 | 0 | 1 | 1 | 1 | 1.02
|  |  |  | Yadav Tola | 0 | 0 | 0 | 0 | 0 | 0 | 0 | 0 | 0 | 0 | 0 | 0 | 0 | 0 | 0
|  |  |  | Rajnath Tola | 0 | 0 | 0 | 0 | 0 | 0 | 0 | 0 | 0 | 0 | 0 | 0 | 0 | 0 | 0
|  |  |  | Mahto Tola | 0 | 0 | 0 | 0 | 0 | 0 | 0 | 0 | 0 | 0 | 0 | 0 | 0 | 0 | 0
|  |  |  | Sub - Total |  | 0 | 0 | 0 | 0 | 0 | 0 | 0 | 0 | 0 | 0 | 1 | 1 | 1 | 1.02
[6 empty] | 0 | 0 | 0 | 0 |  | 0 |  |  |  | 0 | 0 | 0 | 0 | 0
|  |  | 136 | Baram Soli | 1249000 | 0 | 0 | 4 | 0.16 | 0 | 0 | 0 | 0 | 0 | 0 | 0 | 0 | 4 | 0.16
|  |  |  | Sub - Total |  | 0 | 0 | 4 | 0.16 | 0 | 0 | 0 | 0 | 0 | 0 | 0 | 0 | 4 | 0.16
[6 empty] | 0 | 0 | 0 | 0 |  | 0 |  |  |  | 0 | 0 | 0 | 0 | 0
|  |  | 137 | Birmati | 1249100 | 0 | 0 | 1 | 0.04 | 0 | 0 | 0 | 0 | 0 | 0 | 0 | 0 | 1 | 0.04
|  |  |  | Sub - Total |  | 0 | 0 | 1 | 0.04 | 0 | 0 | 0 | 0 | 0 | 0 | 0 | 0 | 1 | 0.04
[6 empty] | 0 | 0 | 0 | 0 |  | 0 |  |  |  | 0 | 0 | 0 | 0 | 0
|  |  | 138 | Tharhi | 1249200 | 0 | 0 | 0 | 0 | 0 | 0 | 0 | 0 | 0 | 0 | 1 | 1 | 1 | 1.02
|  |  |  | Devagal Tola | 0 | 0 | 0 | 2 | 0.08 | 0 | 0 | 0 | 0 | 0 | 0 | 0 | 0 | 2 | 0.08
|  |  |  | Rangania Tola | 0 | 50 | 25 | 9 | 0.36 | 0 | 0 | 0 | 0 | 0 | 0 | 0 | 0 | 59 | 25.87
|  |  |  | Sub - Total |  | 50 | 25 | 11 | 0.44 | 0 | 0 | 0 | 0 | 0 | 0 | 1 | 1 | 62 | 26.97
[6 empty] | 0 | 0 | 0 | 0 |  | 0 |  |  |  | 0 | 0 | 0 | 0 | 0
|  |  | 139 | Chikaniya | 1249300 | 0 | 0 | 6 | 0.24 | 0 | 0 | 0 | 0 | 0 | 0 | 0 | 0 | 6 | 0.24
|  |  |  | Sub - Total |  | 0 | 0 | 6 | 0.24 | 0 | 0 | 0 | 0 | 0 | 0 | 0 | 0 | 6 | 0.24
[6 empty] | 0 | 0 | 0 | 0 |  | 0 |  |  |  | 0 | 0 | 0 | 0 | 0
|  |  | 140 | Dhamna | 1249400 | 0 | 0 | 7 | 0.28 | 0 | 0 | 0 | 0 | 0 | 0 | 0 | 0 | 7 | 0.29
|  |  |  | Sub - Total |  | 0 | 0 | 7 | 0.28 | 0 | 0 | 0 | 0 | 0 | 0 | 0 | 0 | 7 | 0.29
[6 empty] | 0 | 0 | 0 | 0 |  | 0 |  |  |  | 0 | 0 | 0 | 0 | 0
|  |  | 141 | Dudhichua | 1249500 | 0 | 0 | 0 | 0 | 0 | 0 | 0 | 0 | 0 | 0 | 0 | 0 | 0 | 0
|  |  |  | Sub - Total |  | 0 | 0 | 0 | 0 | 0 | 0 | 0 | 0 | 0 | 0 | 0 | 0 | 0 | 0
[6 empty] | 0 | 0 | 0 | 0 |  | 0 |  |  |  | 0 | 0 | 0 | 0 | 0
|  |  | 142 | Barmariya | 1249600 | 0 | 0 | 0 | 0 | 0 | 0 | 0 | 0 | 0 | 0 | 0 | 0 | 0 | 0
|  |  |  | Sub - Total |  | 0 | 0 | 0 | 0 | 0 | 0 | 0 | 0 | 0 | 0 | 0 | 0 | 0 | 0
[6 empty] | 0 | 0 | 0 | 0 |  | 0 |  |  |  | 0 | 0 | 0 | 0 | 0
|  |  | 143 | Damgara | 1249700 | 0 | 0 | 0 | 0 | 0 | 0 | 0 | 0 | 0 | 0 | 0 | 0 | 0 | 0
|  |  |  | Jamuniatanr |  | 0 | 0 | 0 | 0 | 0 | 0 | 0 | 0 | 0 | 0 | 0 | 0 | 0 | 0
|  |  |  | Sub - Total |  | 0 | 0 | 0 | 0 | 0 | 0 | 0 | 0 | 0 | 0 | 0 | 0 | 0 | 0
[6 empty] | 0 | 0 | 0 | 0 |  | 0 |  |  |  | 0 | 0 | 0 | 0 | 0
|  |  | 144 | Saharjori | 1249800 | 0 | 0 | 0 | 0 | 0 | 0 | 0 | 0 | 0 | 0 | 1 | 1 | 1 | 1.02
|  |  |  | Sub - Total |  | 0 | 0 | 0 | 0 | 0 | 0 | 0 | 0 | 0 | 0 | 1 | 1 | 1 | 1.02
[6 empty] | 0 | 0 | 0 | 0 |  | 0 |  |  |  | 0 | 0 | 0 | 0 | 0
|  |  | 145 | Parbaldangal | 1249900 | 0 | 0 | 4 | 0.16 | 0 | 0 | 0 | 0 | 0 | 0 | 0 | 0 | 4 | 0.16
|  |  |  | Sub - Total |  | 0 | 0 | 4 | 0.16 | 0 | 0 | 0 | 0 | 0 | 0 | 0 | 0 | 4 | 0.16
[6 empty] | 0 | 0 | 0 | 0 |  | 0 |  |  |  | 0 | 0 | 0 | 0 | 0
|  |  | 146 | Pithalapur Rawani Tola | 1250300 | 0 | 0 | 8 | 0.32 | 0 | 0 | 0 | 0 | 0 | 0 | 0 | 0 | 8 | 0.33
|  |  |  | Yadav Tola |  | 0 | 0 | 5 | 0.2 | 0 | 0 | 0 | 0 | 0 | 0 | 0 | 0 | 5 | 0.2
|  |  |  | Sub - Total |  | 0 | 0 | 13 | 0.52 | 0 | 0 | 0 | 0 | 0 | 0 | 0 | 0 | 13 | 0.53
[6 empty] | 0 | 0 | 0 | 0 |  | 0 |  |  |  | 0 | 0 | 0 | 0 | 0
|  |  | 147 | Danarbad | 1251100 | 0 | 0 | 0 | 0 | 0 | 0 | 0 | 0 | 0 | 0 | 0 | 0 | 0 | 0
|  |  |  | Sub - Total |  | 0 | 0 | 0 | 0 | 0 | 0 | 0 | 0 | 0 | 0 | 0 | 0 | 0 | 0
[6 empty] | 0 | 0 | 0 | 0 |  | 0 |  |  |  | 0 | 0 | 0 | 0 | 0
|  |  | 148 | Amdiha | 1252000 | 0 | 0 | 7 | 0.28 | 0 | 0 | 0 | 0 | 0 | 0 | 0 | 0 | 7 | 0.29
|  |  |  | Sub - Total |  | 0 | 0 | 7 | 0.28 | 0 | 0 | 0 | 0 | 0 | 0 | 0 | 0 | 7 | 0.29
[6 empty] | 0 | 0 | 0 | 0 |  | 0 |  |  |  | 0 | 0 | 0 | 0 | 0
|  |  | 149 | Phudnisare Upper Tola | 1252100 | 28 | 14 | 7 | 0.28 | 0 | 0 | 0 | 0 | 0 | 0 | 2 | 2 | 37 | 16.61
|  |  |  | Heth Tola |  | 0 | 0 | 2 | 0.08 | 0 | 0 | 0 | 0 | 0 | 0 | 0 | 0 | 2 | 0.08
|  |  |  | Sub - Total |  | 28 | 14 | 9 | 0.36 | 0 | 0 | 0 | 0 | 0 | 0 | 2 | 2 | 39 | 16.69
[6 empty] | 0 | 0 | 0 | 0 |  | 0 |  |  |  | 0 | 0 | 0 | 0 | 0
|  |  | 150 | Dumdumi Lohra Bera Tola | 1252400 | 0 | 0 | 0 | 0 | 0 | 0 | 0 | 0 | 0 | 0 | 0 | 0 | 0 | 0
|  |  |  | Godhratanr Tola |  | 0 | 0 | 0 | 0 | 0 | 0 | 0 | 0 | 0 | 0 | 0 | 0 | 0 | 0
|  |  |  | Upar Tola |  | 0 | 0 | 8 | 0.32 | 0 | 0 | 0 | 0 | 0 | 0 | 0 | 0 | 8 | 0.33
|  |  |  | Neech Tola |  | 0 | 0 | 8 | 0.32 | 0 | 0 | 0 | 0 | 0 | 0 | 0 | 0 | 8 | 0.33
|  |  |  | Sub - Total |  | 0 | 0 | 16 | 0.64 | 0 | 0 | 0 | 0 | 0 | 0 | 0 | 0 | 16 | 0.65
[6 empty] | 0 | 0 | 0 | 0 |  | 0 |  |  |  | 0 | 0 | 0 | 0 | 0
|  |  | 151 | Baghakanali | 1252600 | 0 | 0 | 0 | 0 | 0 | 0 | 0 | 0 | 0 | 0 | 0 | 0 | 0 | 0
|  |  |  | Sub - Total |  | 0 | 0 | 0 | 0 | 0 | 0 | 0 | 0 | 0 | 0 | 0 | 0 | 0 | 0
[6 empty] | 0 | 0 | 0 | 0 |  | 0 |  |  |  | 0 | 0 | 0 | 0 | 0
|  |  | 152 | Pipra Sol Mandir Tola | 1253500 | 0 | 0 | 0 | 0 | 0 | 0 | 0 | 0 | 0 | 0 | 0 | 0 | 0 | 0
|  |  |  | Lohra/Ramani Tola |  | 0 | 0 | 0 | 0 | 0 | 0 | 0 | 0 | 0 | 0 | 0 | 0 | 0 | 0
|  |  |  | Upar Tola |  | 0 | 0 | 0 | 0 | 0 | 0 | 0 | 0 | 0 | 0 | 0 | 0 | 0 | 0
|  |  |  | Sub - Total |  | 0 | 0 | 0 | 0 | 0 | 0 | 0 | 0 | 0 | 0 | 0 | 0 | 0 | 0
[6 empty] | 0 | 0 | 0 | 0 |  | 0 |  |  |  | 0 | 0 | 0 | 0 | 0
|  |  | 153 | Asanbani | 1253700 | 0 | 0 | 0 | 0 | 0 | 0 | 0 | 0 | 0 | 0 | 0 | 0 | 0 | 0
|  |  |  | Bishmadih |  | 47 | 23.5 | 7 | 0.28 | 0 | 0 | 0 | 0 | 0 | 0 | 1 | 1 | 55 | 25.28
|  |  |  | Kumhaar Toli |  | 0 | 0 | 0 | 0 | 0 | 0 | 0 | 0 | 0 | 0 | 0 | 0 | 0 | 0
|  |  |  | Mandal Tola |  | 0 | 0 | 0 | 0 | 0 | 0 | 0 | 0 | 0 | 0 | 0 | 0 | 0 | 0
|  |  |  | Sub - Total |  | 47 | 23.5 | 7 | 0.28 | 0 | 0 | 0 | 0 | 0 | 0 | 1 | 1 | 55 | 25.28
[6 empty] | 0 | 0 | 0 | 0 |  | 0 |  |  |  | 0 | 0 | 0 | 0 | 0
|  |  | 154 | Hariharmati | 1253900 | 0 | 0 | 0 | 0 | 0 | 0 | 0 | 0 | 0 | 0 | 0 | 0 | 0 | 0
|  |  |  | Sub - Total |  | 0 | 0 | 0 | 0 | 0 | 0 | 0 | 0 | 0 | 0 | 0 | 0 | 0 | 0
[6 empty] | 0 | 0 | 0 | 0 |  | 0 |  |  |  | 0 | 0 | 0 | 0 | 0
|  |  | 155 | Sirsa | 1255100 | 0 | 0 | 8 | 0.32 | 0 | 0 | 0 | 0 | 0 | 0 | 0 | 0 | 8 | 0.33
|  |  |  | Sub - Total |  | 0 | 0 | 8 | 0.32 | 0 | 0 | 0 | 0 | 0 | 0 | 0 | 0 | 8 | 0.33
[6 empty] | 0 | 0 | 0 | 0 |  | 0 |  |  |  | 0 | 0 | 0 | 0 | 0
|  |  | 156 | Chhinarjuriya Bhatna | 1255200 | 0 | 0 | 0 | 0 | 0 | 0 | 0 | 0 | 0 | 0 | 0 | 0 | 0 | 0
|  |  |  | Sub - Total |  | 0 | 0 | 0 | 0 | 0 | 0 | 0 | 0 | 0 | 0 | 0 | 0 | 0 | 0
[11 empty] | 0 |  |  |  |  | 0 | 0
|  |  | 157 | Noni | 1255300 | 0 | 0 | 18 | 0.72 | 0 | 0 | 0 | 0 | 0 | 0 | 0 | 0 | 18 | 0.73
|  |  |  | Sub - Total |  | 0 | 0 | 18 | 0.72 | 0 | 0 | 0 | 0 | 0 | 0 | 0 | 0 | 18 | 0.73
[6 empty] | 0 | 0 | 0 | 0 |  | 0 |  |  |  | 0 | 0 | 0 | 0 | 0
|  |  | 158 | Ghosi | 1255500 | 0 | 0 | 0 | 0 | 0 | 0 | 0 | 0 | 0 | 0 | 0 | 0 | 0 | 0
|  |  |  | Sub - Total |  | 0 | 0 | 0 | 0 | 0 | 0 | 0 | 0 | 0 | 0 | 0 | 0 | 0 | 0
[6 empty] | 0 | 0 | 0 | 0 |  | 0 |  |  |  | 0 | 0 | 0 | 0 | 0
|  |  | 159 | Tulsidabar | 1256200 | 0 | 0 | 0 | 0 | 0 | 0 | 0 | 0 | 0 | 0 | 0 | 0 | 0 | 0
|  |  |  | Sub - Total |  | 0 | 0 | 0 | 0 | 0 | 0 | 0 | 0 | 0 | 0 | 0 | 0 | 0 | 0
[6 empty] | 0 | 0 | 0 | 0 |  | 0 |  |  |  | 0 | 0 | 0 | 0 | 0
|  |  | 160 | Bhawanipur | 1256300 | 0 | 0 | 0 | 0 | 0 | 0 | 0 | 0 | 0 | 0 | 0 | 0 | 0 | 0
|  |  |  | Sub - Total |  | 0 | 0 | 0 | 0 | 0 | 0 | 0 | 0 | 0 | 0 | 0 | 0 | 0 | 0
[6 empty] | 0 | 0 | 0 | 0 |  | 0 |  |  |  | 0 | 0 | 0 | 0 | 0
|  |  | 161 | Chitra | 1256400 | 0 | 0 | 0 | 0 | 0 | 0 | 0 | 0 | 0 | 0 | 0 | 0 | 0 | 0
|  |  |  | Bich Kolyari |  | 0 | 0 | 0 | 0 | 0 | 0 | 0 | 0 | 0 | 0 | 0 | 0 | 0 | 0
|  |  |  | Sub - Total |  | 0 | 0 | 0 | 0 | 0 | 0 | 0 | 0 | 0 | 0 | 0 | 0 | 0 | 0
[6 empty] | 0 | 0 | 0 | 0 |  | 0 |  |  |  | 0 | 0 | 0 | 0 | 0
|  |  | 162 | Nawadih | 1256500 | 0 | 0 | 2 | 0.08 | 0 | 0 | 0 | 0 | 0 | 0 | 0 | 0 | 2 | 0.08
|  |  |  | Sub - Total |  | 0 | 0 | 2 | 0.08 | 0 | 0 | 0 | 0 | 0 | 0 | 0 | 0 | 2 | 0.08
[6 empty] | 0 | 0 | 0 | 0 |  | 0 |  |  |  | 0 | 0 | 0 | 0 | 0
|  |  | 163 | Thengabad | 1256700 | 0 | 0 | 0 | 0 | 0 | 0 | 0 | 0 | 1 | 1 | 0 | 0 | 1 | 1.02
|  |  |  | Sub - Total |  | 0 | 0 | 0 | 0 | 0 | 0 | 0 | 0 | 1 | 1 | 0 | 0 | 1 | 1.02
[6 empty] | 0 | 0 | 0 | 0 |  | 0 |  |  |  | 0 | 0 | 0 | 0 | 0
|  |  | 164 | Ojhadih | 1227200 | 0 | 0 | 4 | 0.16 | 0 | 0 | 0 | 0 | 0 | 0 | 0 | 0 | 4 | 0.16
|  |  |  | Sub - Total |  | 0 | 0 | 4 | 0.16 | 0 | 0 | 0 | 0 | 0 | 0 | 0 | 0 | 4 | 0.16
[6 empty] | 0 | 0 | 0 | 0 |  | 0 |  |  |  | 0 | 0 | 0 | 0 | 0
|  |  | 165 | Taljhari | 1233000 | 0 | 0 | 0 | 0 | 0 | 0 | 0 | 0 | 0 | 0 | 0 | 0 | 0 | 0
|  |  |  | Sub - Total |  | 0 | 0 | 0 | 0 | 0 | 0 | 0 | 0 | 0 | 0 | 0 | 0 | 0 | 0
[6 empty] | 0 | 0 | 0 | 0 |  | 0 |  |  |  | 0 | 0 | 0 | 0 | 0
|  |  | 166 | Barbad | 1248400 | 96 | 48 | 10 | 0.4 | 0 | 0 | 0 | 0 | 0 | 0 | 2 | 2 | 108 | 51.41
|  |  |  | Bangali Tola |  | 0 | 0 | 1 | 0.04 | 0 | 0 | 0 | 0 | 0 | 0 | 0 | 0 | 1 | 0.04
|  |  |  | Sub - Total |  | 96 | 48 | 11 | 0.44 | 0 | 0 | 0 | 0 | 0 | 0 | 2 | 2 | 109 | 51.45
[6 empty] | 0 | 0 | 0 | 0 |  | 0 |  |  |  | 0 | 0 | 0 | 0 | 0
|  |  | 167 | Misardih | 1239300 | 0 | 0 | 1 | 0.04 | 0 | 0 | 0 | 0 | 0 | 0 | 0 | 0 | 1 | 0.04
|  |  |  | Sub - Total |  | 0 | 0 | 1 | 0.04 | 0 | 0 | 0 | 0 | 0 | 0 | 0 | 0 | 1 | 0.04
[6 empty] | 0 | 0 | 0 | 0 |  | 0 |  |  |  | 0 | 0 | 0 | 0 | 0
|  |  | 168 | Barmasia | 1239800 | 0 | 0 | 15 | 0.6 | 0 | 0 | 0 | 0 | 0 | 0 | 0 | 0 | 15 | 0.61
|  |  |  | Sub - Total |  | 0 | 0 | 15 | 0.6 | 0 | 0 | 0 | 0 | 0 | 0 | 0 | 0 | 15 | 0.61
[6 empty] | 0 | 0 | 0 | 0 |  | 0 |  |  |  | 0 | 0 | 0 | 0 | 0
|  |  | 169 | Panrua | 1250800 | 0 | 0 | 12 | 0.48 | 0 | 0 | 0 | 0 | 0 | 0 | 0 | 0 | 12 | 0.49
|  |  |  | Sub - Total |  | 0 | 0 | 12 | 0.48 | 0 | 0 | 0 | 0 | 0 | 0 | 0 | 0 | 12 | 0.49
|  |  |  | BLOCK TOTAL |  | 488 | 244 | 1350 | 54 | 0 | 0 | 11 | 11 | 1 | 1 | 94 | 94 | 1944 | 412.08
8 | Palajori | 8 | 1 | Kachuasoli | 1257800 | 0 | 0 | 15 | 0.6 | 0 | 0 | 0 | 0 | 0 | 0 | 6 | 6 | 21 | 6.73
|  |  |  | Sub - Total |  | 0 | 0 | 15 | 0.6 | 0 | 0 | 0 | 0 | 0 | 0 | 6 | 6 | 21 | 6.73
|  |  | 2 | Uparbandhi | 1258000 | 0 | 0 | 13 | 0.52 | 0 | 0 | 4 | 2.98 | 0 |  | 6 | 6 | 23 | 9.69
|  |  |  | Sub - Total |  | 0 | 0 | 13 | 0.52 | 0 | 0 | 4 | 2.98 | 0 | 0 | 6 | 6 | 23 | 9.69
|  |  | 3 | Ashana | 1258100 | 0 | 0 | 1 | 0.04 | 0 | 0 | 1 | 11.2 | 0 | 0 | 1 | 1 | 3 | 12.48
|  |  |  | Uttar Ashana |  | 0 | 0 | 0 | 0 | 0 | 0 | 0 | 0 | 0 | 0 | 0 | 0 | 0 | 0
|  |  |  | Sub - Total |  | 0 | 0 | 1 | 0.04 | 0 | 0 | 1 | 11.2 | 0 | 0 | 1 | 1 | 3 | 12.48
|  |  | 4 | Nawadih Chaudhari | 1259700 | 0 | 0 | 4 | 0.16 | 0 | 0 | 0 | 0 | 0 | 0 | 3 | 3 | 7 | 3.22
|  |  |  | Upper Tola |  | 0 | 0 | 1 | 0.04 | 0 | 0 | 0 | 0 | 0 | 0 | 3 | 3 | 4 | 3.1
|  |  |  | Niche Tola |  | 0 | 0 | 0 | 0 | 0 | 0 | 0 | 0 | 1 | 1 | 4 | 4 | 5 | 4.08
|  |  |  | Sub - Total |  | 0 | 0 | 5 | 0.2 | 0 | 0 | 0 | 0 | 1 | 1 | 10 | 10 | 16 | 10.4
|  |  | 5 | Basgutia | 1262900 | 24 | 12 | 7 | 0.28 | 0 | 0 | 0 | 0 | 0 | 0 | 1 | 1 | 32 | 13.55
|  |  |  | Upper Tola |  | 0 | 0 | 0 | 0 | 0 | 0 | 0 | 0 | 0 | 0 | 2 | 2 | 2 | 2.04
|  |  |  | Neche Tola |  | 0 | 0 | 6 | 0.24 | 0 | 0 | 0 | 0 | 0 | 0 | 1 | 1 | 7 | 1.26
|  |  |  | Suri Tola |  | 0 | 0 | 2 | 0.08 | 0 | 0 | 0 | 0 | 0 | 0 | 0 | 0 | 2 | 0.08
|  |  |  | Santhal Tola |  | 0 | 0 | 5 | 0.2 | 0 | 0 | 0 | 0 | 0 | 0 | 1 | 1 | 6 | 1.22
|  |  |  | Pahari Tola |  | 0 | 0 | 0 | 0 | 0 | 0 | 0 | 0 | 0 | 0 | 0 | 0 | 0 | 0
|  |  |  | Bich Tola |  | 24 | 12 | 5 | 0.2 | 0 | 0 | 0 | 0 | 0 | 0 | 0 | 0 | 29 | 12.44
|  |  |  | Sub - Total |  | 48 | 24 | 25 | 1 | 0 | 0 | 0 | 0 | 0 | 0 | 5 | 5 | 78 | 30.6
|  |  | 6 | Katrasal | 1266200 | 0 | 0 | 0 | 0 | 0 | 0 | 0 | 0 | 0 | 0 | 0 | 0 | 0 | 0
|  |  |  | Harijan Tola |  | 0 | 0 | 2 | 0.08 | 0 | 0 | 0 | 0 | 0 | 0 | 0 | 0 | 2 | 0.08
|  |  |  | Upper Tola |  | 0 | 0 | 3 | 0.12 | 0 | 0 | 0 | 0 | 0 | 0 | 0 | 0 | 3 | 0.12
|  |  |  | Yadav Tola |  | 0 | 0 | 2 | 0.08 | 0 | 0 | 0 | 0 | 0 | 0 | 0 | 0 | 2 | 0.08
|  |  |  | Sub - Total |  | 0 | 0 | 7 | 0.28 | 0 | 0 | 0 | 0 | 0 | 0 | 0 | 0 | 7 | 0.29
|  |  | 7 | Dasiodih | 1266400 | 0 | 0 | 7 | 0.28 | 0 | 0 | 0 | 0 | 0 | 0 | 1 | 1 | 8 | 1.31
|  |  |  | Paharia Tola |  | 0 | 0 | 0 | 0 | 0 | 0 | 0 | 0 | 0 | 0 | 2 | 2 | 2 | 2.04
|  |  |  | Sub - Total |  | 0 | 0 | 7 | 0.28 | 0 | 0 | 0 | 0 | 0 | 0 | 3 | 3 | 10 | 3.35
|  |  | 8 | Bedia | 1266800 | 0 | 0 | 1 | 0.04 | 0 | 0 | 0 | 0 | 0 | 0 | 1 | 1 | 2 | 1.06
|  |  |  | Bengali Tola |  | 0 | 0 | 0 | 0 | 0 | 0 | 0 | 0 | 0 | 0 | 0 | 0 | 0 | 0
|  |  |  | Harijan Tola |  | 0 | 0 | 0 | 0 | 0 | 0 | 0 | 0 | 0 | 0 | 0 | 0 | 0 | 0
|  |  |  | Santhal Tola |  | 0 | 0 | 0 | 0 | 0 | 0 | 0 | 0 | 0 | 0 | 2 | 2 | 2 | 2.04
|  |  |  | Neche Tola |  | 0 | 0 | 0 | 0 | 0 | 0 | 0 | 0 | 0 | 0 | 1 | 1 | 1 | 1.02
|  |  |  | Sub - Total |  | 0 | 0 | 1 | 0.04 | 0 | 0 | 0 | 0 | 0 | 0 | 4 | 4 | 5 | 4.12
|  |  | 9 | Palojori | 1267400 | 0 | 0 | 23 | 0.92 | 0 | 0 | 0 | 0 | 0 | 0 | 75 | 75 | 98 | 77.44
|  |  |  | Harijan Tola |  | 0 | 0 | 0 | 0 | 0 | 0 | 0 | 0 | 0 | 0 | 6 | 6 | 6 | 6.12
|  |  |  | Goverpara & Kumharpara |  | 25 | 12.5 | 11 | 0.44 | 0 | 0 | 0 | 0 | 0 | 0 | 4 | 4 | 40 | 17.28
|  |  |  | Amrapara |  | 11 | 5.5 | 19 | 0.76 | 0 | 0 | 0 | 0 | 0 | 0 | 2 | 2 | 32 | 8.43
|  |  |  | Bathedengal |  | 36 | 18 | 15 | 0.6 | 0 | 0 | 0 | 0 | 0 | 0 | 5 | 5 | 56 | 24.07
|  |  |  | Sub - Total |  | 72 | 36 | 68 | 2.72 | 0 | 0 | 0 | 0 | 0 | 0 | 92 | 92 | 232 | 133.33
|  |  | 10 | Jamua | 1267500 | 0 | 0 | 8 | 0.32 | 0 | 0 | 0 | 0 | 0 | 0 | 0 | 0 | 8 | 0.33
|  |  |  | Santhal Tola |  | 0 | 0 | 0 | 0 | 0 | 0 | 0 | 0 | 0 | 0 | 0 | 0 | 0 | 0
|  |  |  | Kumhar Tola |  | 0 | 0 | 0 | 0 | 0 | 0 | 0 | 0 | 0 | 0 | 0 | 0 | 0 | 0
|  |  |  | Sub - Total |  | 0 | 0 | 8 | 0.32 | 0 | 0 | 0 | 0 | 0 | 0 | 0 | 0 | 8 | 0.33
|  |  | 11 | Bandhdih | 1267900 | 0 | 0 | 8 | 0.32 | 0 | 0 | 0 | 0 | 0 | 0 | 0 | 0 | 8 | 0.33
|  |  |  | Harijan Tola |  | 0 | 0 | 0 | 0 | 0 | 0 | 0 | 0 | 0 | 0 | 0 | 0 | 0 | 0
|  |  |  | Miyan Tola |  | 0 | 0 | 0 | 0 | 0 | 0 | 0 | 0 | 0 | 0 | 0 | 0 | 0 | 0
|  |  |  | Bandhdih West |  | 0 | 0 | 22 | 0.88 | 0 | 0 | 0 | 0 | 0 | 0 | 0 | 0 | 22 | 0.9
|  |  |  | Upper Tola |  | 0 | 0 | 7 | 0.28 | 0 | 0 | 0 | 0 | 0 | 0 | 0 | 0 | 7 | 0.29
|  |  |  | Neche Tola |  | 0 | 0 | 1 | 0.04 | 0 | 0 | 0 | 0 | 0 | 0 | 0 | 0 | 1 | 0.04
|  |  |  | Dome Tola |  | 30 | 15 | 6 | 0.24 | 0 | 0 | 0 | 0 | 0 | 0 | 0 | 0 | 36 | 15.54
|  |  |  | Sub - Total |  | 30 | 15 | 44 | 1.76 | 0 | 0 | 0 | 0 | 0 | 0 | 0 | 0 | 74 | 17.1
|  |  | 12 | Thengadih | 1268000 | 0 | 0 | 10 | 0.4 | 0 | 0 | 0 | 0 | 0 | 0 | 2 | 2 | 12 | 2.45
|  |  |  | Sub - Total |  | 0 | 0 | 10 | 0.4 | 0 | 0 | 0 | 0 | 0 | 0 | 2 | 2 | 12 | 2.45
|  |  | 13 | Nawadih | 1268100 | 0 | 0 | 0 | 0 | 0 | 0 | 0 | 0 | 0 | 0 | 0 | 0 | 0 | 0
|  |  |  | Adivasi Tola |  | 0 | 0 | 2 | 0.08 | 0 | 0 | 0 | 0 | 0 | 0 | 0 | 0 | 2 | 0.08
|  |  |  | Harijan Tola |  | 0 | 0 | 2 | 0.08 | 0 | 0 | 0 | 0 | 0 | 0 | 0 | 0 | 2 | 0.08
|  |  |  | Nawadih Tola |  | 0 | 0 | 5 | 0.2 | 0 | 0 | 0 | 0 | 0 | 0 | 0 | 0 | 5 | 0.2
|  |  |  | Sub - Total |  | 0 | 0 | 9 | 0.36 | 0 | 0 | 0 | 0 | 0 | 0 | 0 | 0 | 9 | 0.37
|  |  | 14 | Kumgarha | 1268300 | 0 | 0 | 9 | 0.36 | 0 | 0 | 0 | 0 | 0 | 0 | 0 | 0 | 9 | 0.37
|  |  |  | Miyan Tola |  | 0 | 0 | 5 | 0.2 | 0 | 0 | 0 | 0 | 0 | 0 | 2 | 2 | 7 | 2.24
|  |  |  | Upper Tola |  | 0 | 0 | 4 | 0.16 | 0 | 0 | 0 | 0 | 0 | 0 | 1 | 1 | 5 | 1.18
|  |  |  | Neche Tola |  | 0 | 0 | 8 | 0.32 | 0 | 0 | 0 | 0 | 0 | 0 | 1 | 1 | 9 | 1.35
|  |  |  | Sub - Total |  | 0 | 0 | 26 | 1.04 | 0 | 0 | 0 | 0 | 0 | 0 | 4 | 4 | 30 | 5.14
|  |  | 15 | Bhadarpur | 1268900 | 4 | 2 | 1 | 0.04 | 0 | 0 | 0 | 0 | 0 | 0 | 1 | 1 | 6 | 3.1
|  |  |  | Sub - Total |  | 4 | 2 | 1 | 0.04 | 0 | 0 | 0 | 0 | 0 | 0 | 1 | 1 | 6 | 3.1
|  |  | 16 | Matriya | 1269400 | 0 | 0 | 5 | 0.2 | 0 | 0 | 0 | 0 | 0 | 0 | 3 | 3 | 8 | 3.26
|  |  |  | East Tola |  | 0 | 0 | 11 | 0.44 | 0 | 0 | 0 | 0 | 0 | 0 | 0 | 0 | 11 | 0.45
|  |  |  | West Tola |  | 0 | 0 | 23 | 0.92 | 0 | 0 | 0 | 0 | 0 | 0 | 0 | 0 | 23 | 0.94
|  |  |  | Road side Tola |  | 0 | 0 | 4 | 0.16 | 0 | 0 | 0 | 0 | 0 | 0 | 0 | 0 | 4 | 0.16
|  |  |  | Sub - Total |  | 0 | 0 | 43 | 1.72 | 0 | 0 | 0 | 0 | 0 | 0 | 3 | 3 | 46 | 4.81
|  |  | 17 | Asna | 1272700 | 0 | 0 | 25 | 1 | 0 | 0 | 0 | 0 | 0 | 0 | 1 | 1 | 26 | 2.04
|  |  |  | Muslim Tola |  | 0 | 0 | 0 | 0 | 0 | 0 | 0 | 0 | 0 | 0 | 0 | 0 | 0 | 0
|  |  |  | Kol Tola |  | 0 | 0 | 0 | 0 | 0 | 0 | 0 | 0 | 0 | 0 | 0 | 0 | 0 | 0
|  |  |  | Singh Tola |  | 0 | 0 | 0 | 0 | 0 | 0 | 0 | 0 | 0 | 0 | 1 | 1 | 1 | 1.02
|  |  |  | Yadav Tola |  | 0 | 0 | 0 | 0 | 0 | 0 | 0 | 0 | 0 | 0 | 0 | 0 | 0 | 0
|  |  |  | Adivasi Tola |  | 0 | 0 | 0 | 0 | 0 | 0 | 0 | 0 | 0 | 0 | 0 | 0 | 0 | 0
|  |  |  | Sub - Total |  | 0 | 0 | 25 | 1 | 0 | 0 | 0 | 0 | 0 | 0 | 2 | 2 | 27 | 3.06
|  |  | 18 | Angbali | 1272800 | 0 | 0 | 0 | 0 | 0 | 0 | 0 |  | 0 | 0 | 0 | 0 | 0 | 0
|  |  |  | Muslim Tola |  | 0 | 0 | 3 | 0.12 | 0 | 0 | 0 |  | 0 | 0 | 0 | 0 | 3 | 0.12
|  |  |  | Goswami Tola |  | 0 | 0 | 14 | 0.56 | 0 | 0 | 0 |  | 0 | 0 | 0 | 0 | 14 | 0.57
|  |  |  | Harijan Tola |  | 0 | 0 | 3 | 0.12 | 0 | 0 | 0 |  | 0 | 0 | 0 | 0 | 3 | 0.12
|  |  |  | Sub - Total |  | 0 | 0 | 20 | 0.8 | 0 | 0 | 0 | 0 | 0 | 0 | 0 | 0 | 20 | 0.82
|  |  | 19 | Dhawa | 1273000 | 0 | 0 | 10 | 0.4 | 0 | 0 | 0 |  | 0 | 0 | 2 | 2 | 12 | 2.45
|  |  |  | Muslim Tola |  | 0 | 0 | 3 | 0.12 | 0 | 0 | 0 |  | 0 | 0 | 1 | 1 | 4 | 1.14
|  |  |  | Yadav Tola |  | 0 | 0 | 2 | 0.08 | 0 | 0 | 0 |  | 0 | 0 | 1 | 1 | 3 | 1.1
|  |  |  | Charka |  | 0 | 0 | 2 | 0.08 | 0 | 0 | 0 |  | 0 | 0 | 0 | 0 | 2 | 0.08
|  |  |  | Rajwar Tola |  | 0 | 0 | 8 | 0.32 | 0 | 0 | 0 |  | 0 | 0 | 3 | 3 | 11 | 3.39
|  |  |  | Bhumihar Tola |  | 0 | 0 | 4 | 0.16 | 0 | 0 | 0 |  | 0 | 0 | 1 | 1 | 5 | 1.18
|  |  |  | Santhal Tola |  | 0 | 0 | 0 | 0 | 0 | 0 | 0 |  | 0 | 0 | 0 | 0 | 0 | 0
|  |  |  | Sub - Total |  | 0 | 0 | 29 | 1.16 | 0 | 0 | 0 | 0 | 0 | 0 | 8 | 8 | 37 | 9.34
|  |  | 20 | Basna | 1273200 | 0 | 0 | 11 | 0.44 | 0 | 0 | 0 |  | 0 | 0 | 0 | 0 | 11 | 0.45
|  |  |  | Bhima East |  | 0 | 0 | 0 | 0 | 0 | 0 | 0 |  | 0 | 0 | 0 | 0 | 0 | 0
|  |  |  | Bhima West |  | 0 | 0 | 0 | 0 | 0 | 0 | 0 |  | 0 | 0 | 0 | 0 | 0 | 0
|  |  |  | Rajwar Tola |  | 0 | 0 | 3 | 0.12 | 0 | 0 | 0 |  | 0 | 0 | 0 | 0 | 3 | 0.12
|  |  |  | Tiwari Tola |  | 0 | 0 | 0 | 0 | 0 | 0 | 0 |  | 0 | 0 | 0 | 0 | 0 | 0
|  |  |  | Maridangal |  | 0 | 0 | 0 | 0 | 0 | 0 | 0 |  | 0 | 0 | 0 | 0 | 0 | 0
|  |  |  | Harijan Tola |  | 0 | 0 | 0 | 0 | 0 | 0 | 0 |  | 0 | 0 | 0 | 0 | 0 | 0
|  |  |  | Bhokta Tola |  | 0 | 0 | 0 | 0 | 0 | 0 | 0 |  | 0 | 0 | 0 | 0 | 0 | 0
|  |  |  | Sub - Total |  | 0 | 0 | 14 | 0.56 | 0 | 0 | 0 | 0 | 0 | 0 | 0 | 0 | 14 | 0.57
|  |  | 21 | Faram | 1273500 | 0 | 0 | 21 | 0.84 | 0 | 0 | 0 |  | 0 | 0 | 0 | 0 | 21 | 0.86
|  |  |  | Sub - Total |  | 0 | 0 | 21 | 0.84 | 0 | 0 | 0 | 0 | 0 | 0 | 0 | 0 | 21 | 0.86
|  |  | 22 | Bardaha | 1273700 | 0 | 0 | 1 | 0.04 | 0 | 0 | 0 |  | 0 | 0 | 0 | 0 | 1 | 0.04
|  |  |  | Rajwari |  | 0 | 0 | 21 | 0.84 | 0 | 0 | 0 |  | 0 | 0 | 1 | 1 | 22 | 1.88
|  |  |  | Santhal |  | 0 | 0 | 0 | 0 | 0 | 0 | 0 |  | 0 | 0 | 0 | 0 | 0 | 0
|  |  |  | Sub - Total |  | 0 | 0 | 22 | 0.88 | 0 | 0 | 0 | 0 | 0 | 0 | 1 | 1 | 23 | 1.92
|  |  | 23 | Raghuadih | 1274100 | 80 | 40 | 7 | 0.28 | 0 | 0 | 0 |  | 0 | 0 | 0 | 0 | 87 | 41.09
|  |  |  | Dhanuk Tola |  | 0 | 0 | 3 | 0.12 | 0 | 0 | 0 |  | 0 | 0 | 0 | 0 | 3 | 0.12
|  |  |  | Bengali Tola |  | 0 | 0 | 23 | 0.92 | 0 | 0 | 0 |  | 0 | 0 | 0 | 0 | 23 | 0.94
|  |  |  | Miyan Tola |  | 0 | 0 | 5 | 0.2 | 0 | 0 | 0 |  | 0 | 0 | 0 | 0 | 5 | 0.2
|  |  |  | Mandal Tola |  | 0 | 0 | 0 | 0 | 0 | 0 | 0 |  | 0 | 0 | 1 | 1 | 1 | 1.02
|  |  |  | Mahto Tola |  | 0 | 0 | 0 | 0 | 0 | 0 | 0 |  | 0 | 0 | 0 | 0 | 0 | 0
|  |  |  | Bhuiyar Tola |  | 0 | 0 | 0 | 0 | 0 | 0 | 0 |  | 0 | 0 | 1 | 1 | 1 | 1.02
|  |  |  | Sub - Total |  | 80 | 40 | 38 | 1.52 | 0 | 0 | 0 | 0 | 0 | 0 | 2 | 2 | 120 | 44.39
|  |  | 24 | Sarsa | 1274400 | 0 | 0 | 36 | 1.44 | 0 | 0 | 0 |  | 0 | 0 | 3 | 3 | 39 | 4.53
|  |  |  | Bengali Tola |  | 0 | 0 | 26 | 1.04 | 0 | 0 | 0 |  | 0 | 0 | 0 | 0 | 26 | 1.06
|  |  |  | Barbri Tola |  | 0 | 0 | 0 | 0 | 0 | 0 | 0 |  | 0 | 0 | 0 | 0 | 0 | 0
|  |  |  | Das Tola |  | 0 | 0 | 0 | 0 | 0 | 0 | 0 |  | 0 | 0 | 0 | 0 | 0 | 0
|  |  |  | Sub - Total |  | 0 | 0 | 62 | 2.48 | 0 | 0 | 0 | 0 | 0 | 0 | 3 | 3 | 65 | 5.59
|  |  | 25 | Saldaha | 1274600 | 0 | 0 | 5 | 0.2 | 0 | 0 | 0 |  | 0 | 0 | 1 | 1 | 6 | 1.22
|  |  |  | Rana Tola |  | 7 | 3.5 | 0 | 0 | 0 | 0 | 0 |  | 0 | 0 | 1 | 1 | 8 | 4.59
|  |  |  | Sub - Total |  | 7 | 3.5 | 5 | 0.2 | 0 | 0 | 0 | 0 | 0 | 0 | 2 | 2 | 14 | 5.81
|  |  | 26 | Shekhpura | 1274700 | 0 | 0 | 20 | 0.8 | 0 | 0 | 0 |  | 0 | 0 | 0 | 0 | 20 | 0.82
|  |  |  | Sub - Total |  | 0 | 0 | 20 | 0.8 | 0 | 0 | 0 | 0 | 0 | 0 | 0 | 0 | 20 | 0.82
|  |  | 27 | Kusma | 1274800 | 0 | 0 | 8 | 0.32 | 0 | 0 | 0 |  | 0 | 0 | 0 | 0 | 8 | 0.33
|  |  |  | Rajwar Tola |  | 0 | 0 | 0 | 0 | 0 | 0 | 0 |  | 0 | 0 | 0 | 0 | 0 | 0
|  |  |  | Sub - Total |  | 0 | 0 | 8 | 0.32 | 0 | 0 | 0 | 0 | 0 | 0 | 0 | 0 | 8 | 0.33
|  |  | 28 | Khaga | 1275100 | 0 | 0 | 5 | 0.2 | 0 | 0 | 0 |  | 0 | 0 | 0 | 0 | 5 | 0.2
|  |  |  | Road side Tola |  | 0 | 0 | 0 | 0 | 0 | 0 | 0 |  | 0 | 0 | 0 | 0 | 0 | 0
|  |  |  | Suri Tola |  | 0 | 0 | 0 | 0 | 0 | 0 | 0 |  | 0 | 0 | 0 | 0 | 0 | 0
|  |  |  | Santhal Tola |  | 0 | 0 | 2 | 0.08 | 0 | 0 | 0 |  | 0 | 0 | 0 | 0 | 2 | 0.08
|  |  |  | Panjwar Tola |  | 0 | 0 | 0 | 0 | 0 | 0 | 0 |  | 0 | 0 | 0 | 0 | 0 | 0
|  |  |  | Sub - Total |  | 0 | 0 | 7 | 0.28 | 0 | 0 | 0 | 0 | 0 | 0 | 0 | 0 | 7 | 0.29
|  |  | 29 | Sarkanda | 1275200 | 0 | 0 | 1 | 0.04 | 0 | 0 | 0 |  | 0 | 0 | 0 | 0 | 1 | 0.04
|  |  |  | Upper Tola |  | 0 | 0 | 0 | 0 | 0 | 0 | 0 |  | 0 | 0 | 1 | 1 | 1 | 1.02
|  |  |  | Bich Tola |  | 0 | 0 | 0 | 0 | 0 | 0 | 0 |  | 0 | 0 | 2 | 2 | 2 | 2.04
|  |  |  | Niche Tola |  | 0 | 0 | 0 | 0 | 0 | 0 | 0 |  | 0 | 0 | 0 | 0 | 0 | 0
|  |  |  | Sub - Total |  | 0 | 0 | 1 | 0.04 | 0 | 0 | 0 | 0 | 0 | 0 | 3 | 3 | 4 | 3.1
|  |  | 30 | Simlachak Urf Phitkoriya | 1275300 | 0 | 0 | 12 | 0.48 | 0 | 0 | 0 |  | 0 | 0 | 4 | 4 | 16 | 4.57
|  |  |  | Sub - Total |  | 0 | 0 | 12 | 0.48 | 0 | 0 | 0 | 0 | 0 | 0 | 4 | 4 | 16 | 4.57
|  |  | 31 | Simla | 1275400 | 0 | 0 | 4 | 0.16 | 0 | 0 | 0 |  | 0 | 0 | 0 | 0 | 4 | 0.16
|  |  |  | Tikoli Tola |  | 0 | 0 | 0 | 0 | 0 | 0 | 0 |  | 0 | 0 | 1 | 1 | 1 | 1.02
|  |  |  | Bich Tola |  | 0 | 0 | 0 | 0 | 0 | 0 | 0 |  | 0 | 0 | 0 | 0 | 0 | 0
|  |  |  | Damada |  | 0 | 0 | 0 | 0 | 0 | 0 | 0 |  | 0 | 0 | 2 | 2 | 2 | 2.04
|  |  |  | Sub - Total |  | 0 | 0 | 4 | 0 | 0 | 0 | 0 | 0 | 0 | 0 | 3 | 3 | 3 | 3.06
|  |  | 32 | Manpur | 1275500 | 0 | 0 | 2 | 0.08 | 0 | 0 | 0 |  | 0 | 0 | 0 | 0 | 2 | 0.08
|  |  |  | Ray Tola |  | 0 | 0 | 2 | 0.08 | 0 | 0 | 0 |  | 0 | 0 | 0 | 0 | 2 | 0.08
|  |  |  | Sub - Total |  | 0 | 0 | 4 | 0.16 | 0 | 0 | 0 |  | 0 | 0 | 0 | 0 | 4 | 0.16
|  |  | 33 | Kanke | 1275700 | 0 | 0 | 11 | 0.44 | 0 | 0 | 0 |  | 0 | 0 | 0 | 0 | 11 | 0.45
|  |  |  | Niche Tola |  | 0 | 0 | 0 | 0 | 0 | 0 | 0 |  | 0 | 0 | 1 | 1 | 1 | 1.02
|  |  |  | Santhal Tola |  | 0 | 0 | 6 | 0.24 | 0 | 0 | 0 |  | 0 | 0 | 0 | 0 | 6 | 0.24
|  |  |  | Ranendra Tola |  | 0 | 0 | 0 | 0 | 0 | 0 | 0 |  | 0 | 0 | 0 | 0 | 0 | 0
|  |  |  | Mahto Tola |  | 0 | 0 | 0 | 0 | 0 | 0 | 0 |  | 0 | 0 | 0 | 0 | 0 | 0
|  |  |  | Muslim Tola |  | 0 | 0 | 2 | 0.08 | 0 | 0 | 0 |  | 0 | 0 | 0 | 0 | 2 | 0.08
|  |  |  | Sub - Total |  | 0 | 0 | 19 | 0.76 | 0 | 0 | 0 |  | 0 | 0 | 1 | 1 | 20 | 1.8
|  |  | 34 | Parasbani | 1275600 | 0 | 0 | 1 | 0.04 | 0 | 0 | 0 |  | 0 | 0 | 0 | 0 | 1 | 0.04
|  |  |  | Kumhar Tola |  | 1 | 0.5 | 0 | 0 | 0 | 0 | 0 |  | 0 | 0 | 0 | 0 | 1 | 0.51
|  |  |  | Miyan Tola |  | 0 | 0 | 0 | 0 | 0 | 0 | 0 |  | 0 | 0 | 0 | 0 | 0 | 0
|  |  |  | Sub - Total |  | 1 | 0.5 | 1 | 0.04 | 0 | 0 | 0 |  | 0 | 0 | 0 | 0 | 2 | 0.55
|  |  | 35 | Simla gara | 1276300 | 0 | 0 | 2 | 0.08 | 0 | 0 | 0 |  | 0 | 0 | 0 | 0 | 2 | 0.08
|  |  |  | Mukhiya Para |  | 77 | 38.5 | 1 | 0.04 | 0 | 0 | 0 |  | 0 | 0 | 5 | 5 | 83 | 44.41
|  |  |  | Sidha Para |  | 0 | 0 | 0 | 0 | 0 | 0 | 0 |  | 0 | 0 | 0 | 0 | 0 | 0
|  |  |  | Kashipara |  | 0 | 0 | 0 | 0 | 0 | 0 | 0 |  | 0 | 0 | 0 | 0 | 0 | 0
|  |  |  | Kharbona Para |  | 0 | 0 | 0 | 0 | 0 | 0 | 0 |  | 0 | 0 | 0 | 0 | 0 | 0
|  |  |  | Santhal Tola |  | 0 | 0 | 0 | 0 | 0 | 0 | 0 |  | 0 | 0 | 0 | 0 | 0 | 0
|  |  |  | Shankar Para |  | 0 | 0 | 0 | 0 | 0 | 0 | 0 |  | 0 | 0 | 0 | 0 | 0 | 0
|  |  |  | Sub - Total |  | 77 | 38.5 | 3 | 0.12 | 0 | 0 | 0 |  | 0 | 0 | 5 | 5 | 85 | 44.49
|  |  | 36 | Tarabad | 1276500 | 0 | 0 | 0 | 0 | 0 | 0 | 0 |  | 0 | 0 | 0 | 0 | 0 | 0
|  |  |  | Mahto Tola |  | 0 | 0 | 0 | 0 | 0 | 0 | 0 |  | 0 | 0 | 0 | 0 | 0 | 0
|  |  |  | Bich Tola |  | 0 | 0 | 0 | 0 | 0 | 0 | 0 |  | 0 | 0 | 0 | 0 | 0 | 0
|  |  |  | Sub - Total |  | 0 | 0 | 0 | 0 | 0 | 0 | 0 |  | 0 | 0 | 0 | 0 | 0 | 0
|  |  | 37 | Mugabani | 1276600 | 0 | 0 | 0 | 0 | 0 | 0 | 0 |  | 0 | 0 | 0 | 0 | 0 | 0
|  |  |  | Mahto Tola |  | 0 | 0 | 0 | 0 | 0 | 0 | 0 |  | 0 | 0 | 0 | 0 | 0 | 0
|  |  |  | Santhal Tola |  | 0 | 0 | 0 | 0 | 0 | 0 | 0 |  | 0 | 0 | 0 | 0 | 0 | 0
|  |  |  | Sub - Total |  | 0 | 0 | 0 | 0 | 0 | 0 | 0 |  | 0 | 0 | 0 | 0 | 0 | 0
|  |  | 38 | Khan (Mahto Tola) | 1276700 | 0 | 0 | 0 | 0 | 0 | 0 | 0 |  | 0 | 0 | 1 | 1 | 1 | 1.02
|  |  |  | Sub - Total |  | 0 | 0 | 0 | 0 | 0 | 0 | 0 |  | 0 | 0 | 1 | 1 | 1 | 1.02
|  |  | 39 | Churi Kanali | 1276900 | 0 | 0 | 0 | 0 | 0 | 0 | 0 |  | 0 | 0 | 0 | 0 | 0 | 0
|  |  |  | Sub - Total |  | 0 | 0 | 0 | 0 | 0 | 0 | 0 |  | 0 | 0 | 0 | 0 | 0 | 0
|  |  | 40 | Jaridih | 1277200 | 0 | 0 | 0 | 0 | 0 | 0 | 0 |  | 0 | 0 | 0 | 0 | 0 | 0
|  |  |  | Sub - Total |  | 0 | 0 | 0 | 0 | 0 | 0 | 0 |  | 0 | 0 | 0 | 0 | 0 | 0
|  |  | 41 | Pokhriya | 1277300 | 0 | 0 | 2 | 0.08 | 0 | 0 | 0 |  | 0 | 0 | 0 | 0 | 2 | 0.08
|  |  |  | Mistri Tola |  | 0 | 0 | 0 | 0 | 0 | 0 | 0 |  | 0 | 0 | 0 | 0 | 0 | 0
|  |  |  | Niche Tola |  | 0 | 0 | 0 | 0 | 0 | 0 | 0 |  | 0 | 0 | 1 | 1 | 1 | 1.02
|  |  |  | Sub - Total |  | 0 | 0 | 2 | 0.08 | 0 | 0 | 0 |  | 0 | 0 | 1 | 1 | 3 | 1.1
|  |  | 42 | Barjori | 1277600 | 0 | 0 | 16 | 0.64 | 0 | 0 | 0 |  | 0 | 0 | 0 | 0 | 16 | 0.65
|  |  |  | Harijan Tola |  | 0 | 0 | 0 | 0 | 0 | 0 | 0 |  | 0 | 0 | 1 | 1 | 1 | 1.02
|  |  |  | Neche Tola |  | 0 | 0 | 0 | 0 | 0 | 0 | 0 |  | 0 | 0 | 0 | 0 | 0 | 0
|  |  |  | School Tola |  | 0 | 0 | 0 | 0 | 0 | 0 | 0 |  | 0 | 0 | 0 | 0 | 0 | 0
|  |  |  | Mandal Tola |  | 0 | 0 | 0 | 0 | 0 | 0 | 0 |  | 0 | 0 | 0 | 0 | 0 | 0
|  |  |  | Sub - Total |  | 0 | 0 | 16 | 0.64 | 0 | 0 | 0 |  | 0 | 0 | 1 | 1 | 17 | 1.67
|  |  | 43 | Mohalidih | 1277700 | 0 | 0 | 7 | 0.28 | 0 | 0 | 0 |  | 0 | 0 | 0 | 0 | 7 | 0.29
|  |  |  | Bich Tola |  | 0 | 0 | 0 | 0 | 0 | 0 | 0 |  | 0 | 0 | 0 | 0 | 0 | 0
|  |  |  | Niche Tola |  | 0 | 0 | 0 | 0 | 0 | 0 | 0 |  | 0 | 0 | 0 | 0 | 0 | 0
|  |  |  | Sub - Total |  | 0 | 0 | 7 | 0.28 | 0 | 0 | 0 |  | 0 | 0 | 0 | 0 | 7 | 0.29
|  |  | 44 | Paharudih | 1277800 | 0 | 0 | 0 | 0 | 0 | 0 | 0 |  | 0 | 0 | 3 | 3 | 3 | 3.06
|  |  |  | North |  | 0 | 0 | 0 | 0 | 0 | 0 | 0 |  | 0 | 0 | 0 | 0 | 0 | 0
|  |  |  | Paheria |  | 0 | 0 | 0 | 0 | 0 | 0 | 0 |  | 0 | 0 | 0 | 0 | 0 | 0
|  |  |  | Sub - Total |  | 0 | 0 | 0 | 0 | 0 | 0 | 0 |  | 0 | 0 | 3 | 3 | 3 | 3.06
|  |  | 45 | Upparbandha | 1277900 | 0 | 0 | 0 | 0 | 0 | 0 | 0 | 0 | 0 | 0 | 7 | 7 | 7 | 7.14
|  |  |  | Harijan Tola |  | 0 | 0 | 5 | 0.2 | 0 | 0 | 2 | 2.24 | 0 | 0 | 5 | 5 | 12 | 7.59
|  |  |  | Purab Tola |  | 0 | 0 | 6 | 0.24 | 0 | 0 | 0 |  | 0 | 0 | 0 | 0 | 6 | 0.24
|  |  |  | Sub - Total |  | 0 | 0 | 11 | 0.44 | 0 | 0 | 0 |  | 0 | 0 | 12 | 12 | 23 | 12.69
|  |  | 46 | Kenjoria | 1278100 | 0 | 0 | 0 | 0 | 0 | 0 | 0 |  | 0 | 0 | 1 | 1 | 1 | 1.02
|  |  |  | Upper Tola |  | 0 | 0 | 0 | 0 | 0 | 0 | 0 |  | 0 | 0 | 0 | 0 | 0 | 0
|  |  |  | Niche Tola |  | 0 | 0 | 0 | 0 | 0 | 0 | 0 |  | 0 | 0 | 0 | 0 | 0 | 0
|  |  |  | Sub - Total |  | 0 | 0 | 0 | 0 | 0 | 0 | 0 |  | 0 | 0 | 1 | 1 | 1 | 1.02
|  |  | 47 | Sagarbanga | 1278200 | 0 | 0 | 3 | 0.12 | 0 | 0 | 0 |  | 0 | 0 | 0 | 0 | 3 | 0.12
|  |  |  | Upper Tola |  | 0 | 0 | 0 | 0 | 0 | 0 | 0 |  | 0 | 0 | 0 | 0 | 0 | 0
|  |  |  | Niche Tola |  | 20 | 10 | 0 | 0 | 0 | 0 | 0 |  | 0 | 0 | 1 | 1 | 21 | 11.22
|  |  |  | Sub - Total |  | 20 | 10 | 3 | 0.12 | 0 | 0 | 0 |  | 0 | 0 | 1 | 1 | 24 | 11.34
|  |  | 48 | Chotuadangal | 1278600 | 0 | 0 | 12 | 0.48 | 0 | 0 | 0 |  | 0 | 0 | 2 | 2 | 14 | 2.53
|  |  |  | Bich Tola |  | 5 | 2.5 | 0 | 0 | 0 | 0 | 0 |  | 0 | 0 | 0 | 0 | 5 | 2.55
|  |  |  | Upper Tola |  | 0 | 0 | 0 | 0 | 0 | 0 | 0 |  | 0 | 0 | 0 | 0 | 0 | 0
|  |  |  | Sub - Total |  | 5 | 2.5 | 12 | 0.48 | 0 | 0 | 0 |  | 0 | 0 | 2 | 2 | 19 | 5.08
|  |  | 49 | Bisanpur | 1278800 | 0 | 0 | 7 | 0.28 | 0 | 0 | 0 |  | 0 | 0 | 2 | 2 | 9 | 2.33
|  |  |  | Harijan Tola |  | 0 | 0 | 2 | 0.08 | 0 | 0 | 0 |  | 0 | 0 | 0 | 0 | 2 | 0.08
|  |  |  | Sub - Total |  | 0 | 0 | 9 | 0.36 | 0 | 0 | 0 |  | 0 | 0 | 2 | 2 | 11 | 2.41
|  |  | 50 | Kalipur | 1278900 | 0 | 0 | 0 | 0 | 0 | 0 | 0 |  | 0 | 0 | 0 | 0 | 0 | 0
|  |  |  | Yadav Tola |  | 0 | 0 | 0 | 0 | 0 | 0 | 0 |  | 0 | 0 | 0 | 0 | 0 | 0
|  |  |  | Sub - Total |  | 0 | 0 | 0 | 0 | 0 | 0 | 0 |  | 0 | 0 | 0 | 0 | 0 | 0
|  |  | 51 | Jagdishpur | 1279000 | 0 | 0 | 0 | 0 | 0 | 0 | 0 |  | 0 | 0 | 0 | 0 | 0 | 0
|  |  |  | Sub - Total |  | 0 | 0 | 0 | 0 | 0 | 0 | 0 |  | 0 | 0 | 0 | 0 | 0 | 0
|  |  | 52 | Simla | 1279300 | 0 | 0 | 5 | 0.2 | 0 | 0 | 0 |  | 0 | 0 | 3 | 3 | 8 | 3.26
|  |  |  | Khet Dangal |  | 0 | 0 | 0 | 0 | 0 | 0 | 0 |  | 0 | 0 | 2 | 2 | 2 | 2.04
|  |  |  | Mohani Tola |  | 0 | 0 | 0 | 0 | 0 | 0 | 0 |  | 0 | 0 | 0 | 0 | 0 | 0
|  |  |  | Check Tola |  | 0 | 0 | 0 | 0 | 0 | 0 | 0 |  | 0 | 0 | 1 | 1 | 1 | 1.02
|  |  |  | Sub - Total |  | 0 | 0 | 5 | 0.2 | 0 | 0 | 0 |  | 0 | 0 | 6 | 6 | 11 | 6.32
|  |  | 53 | Mahtodih | 1279600 | 0 | 0 | 2 | 0.08 | 0 | 0 | 0 |  | 0 | 0 | 2 | 2 | 4 | 2.12
|  |  |  | Harijan Tola |  | 0 | 0 | 1 | 0.04 | 0 | 0 | 0 |  | 0 | 0 | 1 | 1 | 2 | 1.06
|  |  |  | Yadav Tola |  | 0 | 0 | 3 | 0.12 | 0 | 0 | 0 |  | 0 | 0 | 3 | 3 | 6 | 3.18
|  |  |  | Sub - Total |  | 0 | 0 | 6 | 0.24 | 0 | 0 | 0 |  | 0 | 0 | 6 | 6 | 12 | 6.36
|  |  | 54 | Hartopa | 1279900 | 0 | 0 | 0 | 0 | 0 | 0 | 0 |  | 0 | 0 | 0 | 0 | 0 | 0
|  |  |  | Kalimadir Tola |  | 0 | 0 | 1 | 0.04 | 0 | 0 | 0 |  | 0 | 0 | 1 | 1 | 2 | 1.06
|  |  |  | Mandal Tola |  | 0 | 0 | 0 | 0 | 0 | 0 | 0 |  | 0 | 0 | 0 | 0 | 0 | 0
|  |  |  | Sub - Total |  | 0 | 0 | 1 | 0.04 | 0 | 0 | 0 |  | 0 | 0 | 1 | 1 | 2 | 1.06
|  |  | 55 | Babupur | 1280000 | 0 | 0 | 1 | 0.04 | 0 | 0 | 0 |  | 0 | 0 | 0 | 0 | 1 | 0.04
|  |  |  | Chumalyara |  | 0 | 0 | 0 | 0 | 0 | 0 | 0 |  | 0 | 0 | 0 | 0 | 0 | 0
|  |  |  | Kol Tola |  | 0 | 0 | 2 | 0.08 | 0 | 0 | 0 |  | 0 | 0 | 0 | 0 | 2 | 0.08
|  |  |  | Santhal Tola |  | 0 | 0 | 0 | 0 | 0 | 0 | 0 |  | 0 | 0 | 0 | 0 | 0 | 0
|  |  |  | Sub - Total |  | 0 | 0 | 3 | 0.12 | 0 | 0 | 0 |  | 0 | 0 | 0 | 0 | 3 | 0.12
|  |  | 56 | Johardaha | 1280100 | 0 | 0 | 0 | 0 | 0 | 0 | 0 |  | 0 | 0 | 0 | 0 | 0 | 0
|  |  |  | Santhal Tola |  | 0 | 0 | 0 | 0 | 0 | 0 | 0 |  | 0 | 0 | 0 | 0 | 0 | 0
|  |  |  | Sub - Total |  | 0 | 0 | 0 | 0 | 0 | 0 | 0 |  | 0 | 0 | 0 | 0 | 0 | 0
|  |  | 57 | Kori Jamunia | 1280300 | 0 | 0 | 10 | 0.4 | 0 | 0 | 0 |  | 0 | 0 | 0 | 0 | 10 | 0.41
|  |  |  | Harijan Tola |  | 0 | 0 | 0 | 0 | 0 | 0 | 0 |  | 0 | 0 | 0 | 0 | 0 | 0
|  |  |  | Santhal Tola |  | 0 | 0 | 6 | 0.24 | 0 | 0 | 0 |  | 0 | 0 | 0 | 0 | 6 | 0.24
|  |  |  | Sub - Total |  | 0 | 0 | 16 | 0.64 | 0 | 0 | 0 |  | 0 | 0 | 0 | 0 | 16 | 0.65
|  |  | 58 | Kumardani | 1280500 | 0 | 0 | 14 | 0.56 | 0 | 0 | 0 |  | 0 | 0 | 0 | 0 | 14 | 0.57
|  |  |  | Chunkapara |  | 0 | 0 | 0 | 0 | 0 | 0 | 0 |  | 0 | 0 | 0 | 0 | 0 | 0
|  |  |  | Sub - Total |  | 0 | 0 | 14 | 0.56 | 0 | 0 | 0 |  | 0 | 0 | 0 | 0 | 14 | 0.57
|  |  | 59 | Banskuffi | 1280600 | 0 | 0 | 4 | 0.16 | 0 | 0 | 0 |  | 0 | 0 | 0 | 0 | 4 | 0.16
|  |  |  | Dhawa Tola |  | 0 | 0 | 0 | 0 | 0 | 0 | 0 |  | 0 | 0 | 0 | 0 | 0 | 0
|  |  |  | Mandal Tola |  | 0 | 0 | 0 | 0 | 0 | 0 | 0 |  | 0 | 0 | 0 | 0 | 0 | 0
|  |  |  | Sub - Total |  | 27 | 13.5 | 4 | 0.16 | 0 | 0 | 0 |  | 0 | 0 | 0 | 0 | 31 | 13.93
|  |  | 60 | Sarsabad | 1281700 | 0 | 0 | 2 | 0.08 | 0 | 0 | 0 |  | 0 | 0 | 2 | 2 | 4 | 2.12
|  |  |  | Miyan Tola |  | 0 | 0 | 3 | 0.12 | 0 | 0 | 0 |  | 0 | 0 | 0 | 0 | 3 | 0.12
|  |  |  | Sub - Total |  | 27 | 13.5 | 13 | 0.52 | 0 | 0 | 0 |  | 0 | 0 | 2 | 2 | 42 | 16.34
|  |  | 61 | Baliapur | 1281800 | 0 | 0 | 7 | 0.28 | 0 | 0 | 0 |  | 0 | 0 | 0 | 0 | 7 | 0.29
|  |  |  | Harijan Tola |  | 0 | 0 | 0 | 0 | 0 | 0 | 0 |  | 0 | 0 | 0 | 0 | 0 | 0
|  |  |  | Mahto Tola |  | 0 | 0 | 0 | 0 | 0 | 0 | 0 |  | 0 | 0 | 0 | 0 | 0 | 0
|  |  |  | Miyan Tola |  | 0 | 0 | 0 | 0 | 0 | 0 | 0 |  | 0 | 0 | 0 | 0 | 0 | 0
|  |  |  | Sub - Total |  | 0 | 0 | 7 | 0.28 | 0 | 0 | 0 |  | 0 | 0 | 0 | 0 | 7 | 0.29
|  |  | 62 | Henladih | 1282100 | 0 | 0 | 3 | 0.12 | 0 | 0 | 0 |  | 0 | 0 | 0 | 0 | 3 | 0.12
|  |  |  | East Tola |  | 0 | 0 | 0 | 0 | 0 | 0 | 0 |  | 0 | 0 | 0 | 0 | 0 | 0
|  |  |  | Sub - Total |  | 0 | 0 | 3 | 0.12 | 0 | 0 | 0 | 0 | 0 | 0 | 0 | 0 | 3 | 0.12
|  |  | 63 | Kunj boni | 1282400 | 0 | 0 | 3 | 0.12 | 0 | 0 | 0 |  | 0 | 0 | 0 | 0 | 3 | 0.12
|  |  |  | Sub - Total |  | 0 | 0 | 3 | 0.12 | 0 | 0 | 0 | 0 | 0 | 0 | 0 | 0 | 3 | 0.12
|  |  | 64 | Asanbani | 1282500 | 0 | 0 | 3 | 0.12 | 0 | 0 | 0 |  | 0 | 0 | 3 | 3 | 6 | 3.18
|  |  |  | Kurmi Tola |  | 0 | 0 | 1 | 0.04 | 0 | 0 | 0 |  | 0 | 0 | 0 | 0 | 1 | 0.04
|  |  |  | Sub - Total |  | 0 | 0 | 4 | 0.16 | 0 | 0 | 0 | 0 | 0 | 0 | 3 | 3 | 7 | 3.22
|  |  | 65 | Palajori | 1282700 | 0 | 0 | 0 | 0 | 0 | 0 | 0 |  | 0 | 0 | 5 | 5 | 5 | 5.1
|  |  |  | Harijan Tola |  | 0 | 0 | 0 | 0 | 0 | 0 | 0 |  | 0 | 0 | 0 | 0 | 0 | 0
|  |  |  | Bhuiya Tola |  | 0 | 0 | 0 | 0 | 0 | 0 | 0 |  | 0 | 0 | 0 | 0 | 0 | 0
|  |  |  | Sub - Total |  | 0 | 0 | 0 | 0 | 0 | 0 | 0 | 0 | 0 | 0 | 5 | 5 | 5 | 5.1
|  |  | 66 | Shri Ram Tola | 1282800 | 38 | 19 | 0 | 0 | 0 | 0 | 0 |  | 0 | 0 | 0 | 0 | 38 | 19.38
|  |  |  | Santhal Tola |  | 0 | 0 | 0 | 0 | 0 | 0 | 0 |  | 0 | 0 | 0 | 0 | 0 | 0
|  |  |  | Bich Tola |  | 0 | 0 | 0 | 0 | 0 | 0 | 0 |  | 0 | 0 | 0 | 0 | 0 | 0
|  |  |  | Sub - Total |  | 38 | 19 | 0 | 0 | 0 | 0 | 0 |  | 0 | 0 | 0 | 0 | 38 | 19.38
|  |  | 67 | Ghormara | 1283000 | 0 | 0 | 0 | 0 | 0 | 0 | 0 |  | 0 | 0 | 0 | 0 | 0 | 0
|  |  |  | Santhal Tola |  | 0 | 0 | 3 | 0.12 | 0 | 0 | 0 |  | 0 | 0 | 0 | 0 | 3 | 0.12
|  |  |  | Sub - Total |  | 0 | 0 | 3 | 0.12 | 0 | 0 | 0 | 0 | 0 | 0 | 0 | 0 | 79 | 38.88
|  |  | 68 | Kunjjora | 1283700 | 0 | 0 | 3 | 0.12 | 0 | 0 | 0 |  | 0 | 0 | 0 | 0 | 3 | 0.12
|  |  |  | Mandal Tola |  | 0 | 0 | 0 | 0 | 0 | 0 | 0 |  | 0 | 0 | 0 | 0 | 0 | 0
|  |  |  | Harijan Tola |  | 0 | 0 | 7 | 0.28 | 0 | 0 | 0 |  | 0 | 0 | 0 | 0 | 7 | 0.29
|  |  |  | Mahto Tola |  | 0 | 0 | 3 | 0.12 | 0 | 0 | 0 |  | 0 | 0 | 0 | 0 | 3 | 0.12
|  |  |  | Kumhar Tola |  | 0 | 0 | 1 | 0.04 | 0 | 0 | 0 |  | 0 | 0 | 0 | 0 | 1 | 0.04
|  |  |  | Delther Tola |  | 0 | 0 | 6 | 0.24 | 0 | 0 | 0 |  | 0 | 0 | 0 | 0 | 6 | 0.24
|  |  |  | Sub - Total |  | 0 | 0 | 20 | 0.8 | 0 | 0 | 0 | 0 | 0 | 0 | 0 | 0 | 20 | 0.82
|  |  | 69 | Siljoria | 1284000 | 0 | 0 | 0 | 0 | 0 | 0 | 0 |  | 0 | 0 | 2 | 2 | 2 | 2.04
|  |  |  | Sanhal Tola1 |  | 0 | 0 | 0 | 0 | 0 | 0 | 0 |  | 0 | 0 | 0 | 0 | 0 | 0
|  |  |  | Sanhal Tola2 |  | 0 | 0 | 0 | 0 | 0 | 0 | 0 |  | 0 | 0 | 0 | 0 | 0 | 0
|  |  |  | Sub - Total |  | 0 | 0 | 0 | 0 | 0 | 0 | 0 |  | 0 | 0 | 2 | 2 | 2 | 2.04
|  |  | 70 | Bholi | 1281100 | 0 | 0 | 4 | 0.16 | 0 | 0 | 0 |  | 0 | 0 | 3 | 3 | 7 | 3.22
|  |  |  | South Tola |  | 0 | 0 | 5 | 0.2 | 0 | 0 | 0 |  | 0 | 0 | 1 | 1 | 6 | 1.22
|  |  |  | North Tola |  | 0 | 0 | 7 | 0.28 | 0 | 0 | 0 |  | 0 | 0 | 3 | 3 | 10 | 3.35
|  |  |  | Sub - Total |  | 0 | 0 | 16 | 0.64 | 0 | 0 | 0 |  | 0 | 0 | 7 | 7 | 23 | 7.79
|  |  |  | BLOCK TOTAL |  | 409 | 204.5 | 772 | 30.8 | 0 | 0 | 6 | 15.3 | 1 | 1 | 227 | 227 | 1451 | 506.53
|  |  |  | GRAND TOTAL |  | 2425 | 1212.5 | 4806 | 192.16 | 1 | 1 | 20 | 29.3 | 15 | 15 | 1196 | 1196 | 8499 | 2682.9696

## D1b
Scheme Proposal : Blockwise electrification of rural households and BPL households and Public places / services proposed under present scheme
D - 1b
State : |  | JHARKHAND
Name of District & Census Code : DEOGHAR & 07 | [7 empty] | Scheme Code No. :
Sr. No. | Name of Block | Census Code (2001) | Rural Households (RHH) Electrification (including BPL households) |  |  | Below Powerty Line Households (BPL HH) Electrification |  |  | Electrification of Public places / services
|  |  | Balance no. of RHH to be provided access to electriicty | Proposed No. of connections to be released to RHH | Balance no. of RHH to be connected in future | Balance no. of BPL HH to be electrified | Proposed No. of connections to be released to BPL HH | Balance no. of BPL HH to be connected in future, if any (Pl. also indicate reasons)* | Schools | Panchayat Office | Health Centres | Others (Relig. Places)
|  |  | Nos. | Nos. | Nos. | Nos. | Nos. | Nos. | Nos. | Nos. | Nos. | Nos.
1 | 2 | 3 | 4 | 5 | 6 | 7 | 8 | 9 | 10 | 11 | 12 | 13
1 | Deoghar | 001 | 12244 | 2200 | 10044 | 283 | 270 | 13 | 46 | 15 | 5 | 208
2 | Mohanpur | 002 | 19833 | 1485 | 18348 | 1407 | 1270 | 137 | 31 | 6 | 14 | 129
3 | Sarwan | 003 | 14870 | 585 | 14285 | 1512 | 1320 | 192 | 22 | 21 | 3 | 81
4 | Devipur | 004 | 11959 | 1080 | 10879 | 808 | 587 | 221 | 29 | 4 | 1 | 95
5 | Madhupur | 005 | 14411 | 3050 | 11361 | 619 | 457 | 162 | 18 | 13 | 4 | 60
6 | Karon | 006 | 17192 | 552 | 16640 | 601 | 451 | 150 | 26 | 8 | 3 | 82
7 | Sarath | 007 | 14070 | 975 | 13095 | 554 | 427 | 127 | 19 | 2 | 3 | 127
8 | Palojori | 008 | 18664 | 1518 | 17146 | 2162 | 1345 | 817 | 20 | 6 | 4 | 273
| Total |  | 123243 | 11445 | 111798 | 7946 | 6127 | 1819 | 211 | 75 | 37 | 1055

## Sheet1
Executive Summary
[5 empty] | Scheme Code No. : |  | RGGVY/JH-08/05-06 |  | A
Amount in Rs. Lakhs
State |  |  | Jharkand |  | Total Project Cost |  |  | 12961
Name of Power Utility |  |  | JSEB |  | Capital Subsidy |  |  | 90%central govt,10%state
Name of District |  |  | Godda |  | Loan
No. of Blocks |  |  | 8 |  | Other source of funding, if any
Total Population of the area |  |  | 10,34,382 |  | Revenue Subsidy,
( if any, committed by State Govt. )
Total Geographical Area (SqKm) |  |  | 2063.06 |  | Scheme Implementation Period
Whether in Forest Area (Yes/No) |  |  | no |  | (a) Start (Proposed) |  |  | 06.06.08
[5 empty] | (b) Completion (Proposed) |  |  | 31.12.09
Mode of Implementation : |  |  | Turnkey
Implementing Authority / Agency : |  |  | NTPC Electric supply company limited
Consultant : |  |  | M/s Vijai Electricals Ltd.
Status of Village Electrification
Total No. of Inhabited Villages |  |  | No. of villages electrified as on | % Electrification | Balance no. of villages to be electrified as on |  | No of villages covered in the scheme*
[7 empty] | Electrified | Unelectrified
1 |  |  | 2 | 3 | 4 |  | 5 | 6
1633 |  |  | 1379 | 84.4458 | 254 |  | 1232 | 391
Status of Electrification of Village Habitations(Hemlets/Dhani/Tola/Majra/Kara)
Total No. of Village Habitations |  |  | No. of Village Habitations electrified as on 31.07.13 |  | % Electrification |  | Balance no. of Village Habitations to be electrified as on
1 |  |  | 2 |  | 3 |  | 4
767 |  |  | 679 |  | 88.5267 |  | 88
Status of Rural Household Electrification (Including BPL households)
Total No. of Households |  |  | No. of Households electrified as on 31.07.13 |  | % Electrification |  | Balance no. of households to be provided access to electrycity under the present project
1 |  |  | 2 |  | 3 |  | 4
181489 |  |  | 83219 |  | 45.8535 |  | 45499
Status of BPL (Below Poverty Line) Household Electrification
Total No. of BPL Households |  |  | No. of BPL Households electrified as on 31.07.13 |  | % Electrification |  | Balance no. of BPL households to be electrified under the present project
112879 |  |  | 67380 |  | 59.6922 |  | 45499
Electrification of Public places / services
Public places / services |  |  | Total |  | Proposed to be electrified under present scheme |  | Balance
Schools |  |  | 816 |  | 816 |  | 0
Pachayat Office |  |  | 116 |  | 116
Health Centres |  |  | 142 |  | 142 |  | 0
Dispensaries
Community Centres |  |  | 0 |  | 0 |  | 0
Others like street lights etc. (Pl. specify) |  |  | 2907 |  | 2907 |  | 0
Proposed number of connections to be released under present project
Category --> | Domestic (other than BPL) | Domestic (BPL) | Commercial | Agriculural | Small Industrial | Water Works | Others (Pl. Specify)
No. of Services | 28421 | 1112879 | 0 | 0 | 0 | 0 | 3981
Details of on-going initiatives (projects) in the present project area
(Ref. : Para 5.1 (d) of Guidelines for project formulation)
Sr. No. | Name of Project | District | No. of Blocks Covered | No. of un-electrified villages to be electrified, if any | Name of Programme * | Funding Agency ** | Date of Start of project | Scheduled Date of Completion
1 | 2 | 3 | 4 | 5 | 8 | 9 | 10 | 11
1 | Rural Electrification | Godda | 5 | 50 | state plan | jseb | dec,2003 | march,2006
2
3
Total

## Sheet3
Abstract - Scope of work and estimated cost
State : Jharkhand |  |  | Scheme Code No. : RGGVY/JH-08/05-06
District : | [6 empty] | B
Sr.No. | Item of Work | Specifications | Unit | Ref. No. for detailed cost data | Unit Cost | Total Quantity | Total Cost
[5 empty] | Rs.Lakh |  | Rs.Lakh
1 | 2 | 3 | 4 | 5 | 6 | 7 | 8
1 | New 11 KV Lines
a | with Rabbit ACSR- 3 Ph | On 8 Mtr., 200 lbs PSC Pole | Circuit Km. | 2010-11 with 10% hike | 2.23 | 314 | 700.22
b | with Weasel ACSR- 3 Ph | On 8 Mtr., 200 lbs PSC Pole | Circuit Km. | 2010-11 with 10% hike | 1.77 | 1203 | 2129.31
2 | New Distribution sub-stations
a | New Distribution sub-stations 25 KVA (3 ph) with meter | 11/ 0.4 KV | Nos. | 2010-11 with 10% hike | 1.08 | 500 | 540
b | New Distribution sub-stations 16 KVA (3 ph) with meter | 11/ 0.4 KV | Nos. | 2010-11 with 10% hike | 1.03 | 350 | 360.5
c | New Distribution sub-stations 10 KVA (3 ph) with meter | 11/ 0.23 KV | Nos. | 2010-11 with 10% hike | 0.602 | 1650 | 993.3
3 | New LT Lines 3 Ph AB cable | On 8 Mtr., 200 lbs PSC Pole,Vertical Formation | Km. | 2010-11 with 10% hike | 3.2 | 500.22 | 1600.704
4 | New LT Lines 1 Ph AB Cable | On 8 Mtr., 200 lbs PSC Pole,Vertical Formation | Km. | 2010-11 with 10% hike | 1.92 | 1200.119 | 2304.2285
5 | BPL beneficiaries | Electromechanical Meter | Nos. | 2010-11 with 10% hike
| Total (1+2+3+4+5) | [5 empty] | 8628.2625
Note: | All prices are including installation/ Construction/ Erection and Commissioning charges | [5 empty] | #REF!

## Sheet4
Blockwise Details On Present Status of Electrification of Villages & Habitations
C - 1a
State : Jharkhand
Name of District & Census Code : | [9 empty] | Scheme Code No. : |  | RGGVY/JH-08/05-06
Sr.No. | Name of Block | Census Code (2001) | Total Population | Total Area | Status of Electrification of Vllages |  |  |  | Status of Electrification of Habitations (Hamlet/Dhani/Tola/Majra/Kara) |  |  |  | No. of villages electrified with non-conventional energy sources, if any
[5 empty] | Total No. of villages | No. of villages electrified as on 31.07.13 | % Electrification | Balance no. of villages to be electrified | Total No. of Village Habitations | No. of Village Habitations electrified as on | % Electrification | Balance no. of Village Habitations to be electrified as on
|  |  | Nos. | Sq.Km | Nos. | Nos. | % | Nos. | Nos. | Nos. | % | Nos. | (Proposed)
1 | 2 | 3 | 4 | 5 | 6 | 7 | 8 | 9 | 10 | 11 | 12 | 13 | 14
1 | MEHERMA | 0001 | 116770 | 117.05 | 136 | 133 | 97.79% | 3 | 57 | 54 | 94.74% | 3 | 0
2 | THAKUR GANGTI | 0002 | 75843 | 78.49 | 141 | 138 | 97.87% | 3 | 43 | 41 | 95.35% | 2 | 0
3 | BOARIJOR | 0003 | 147710 | 323.26 | 296 | 188 | 63.51% | 108 | 137 | 121 | 88.32% | 16 | 2
4 | MAHAGAMA | 0004 | 156956 | 144.05 | 239 | 199 | 83.26% | 40 | 43 | 36 | 83.72% | 7 | 2
5 | PATHARGAMA | 0005 | 168855 | 228.02 | 223 | 207 | 92.83% | 16 | 83 | 75 | 90.36% | 8 | 0
6 | GODDA | 0006 | 167592 | 318.14 | 196 | 193 | 98.47% | 3 | 99 | 81 | 81.82% | 18 | 0
7 | POREYAHAT | 0007 | 144285 | 466.17 | 194 | 191 | 98.45% | 3 | 180 | 166 | 92.22% | 14 | 0
8 | SUNDAR PAHARI | 0008 | 54084 | 336.919 | 208 | 130 | 62.5% | 78 | 125 | 105 | 84% | 20 | 6
| Total |  | 1032095 | 2012.099 | 1633 | 1379 | 84.45% | 254 | 767 | 679 | 88.53% | 88 | 10